## Calcul
DIMENSIONING OF VARIABLE AIR VOLUME UNITS | [8 empty] | unit sound | [dB(A) ï NR] | dB(A) |  |  | discharge sound |  | radiated sound
BS-SERIES | [8 empty] | unit flowrate | [m³/h ï L/s ï m³/s] | m³/h
to be filled in
|  |  | unit dimensions |  | insulation casing |  |  | only for sound pressure calculations | [5 empty] | sound power |  | sound pressure |  | DPs | sound power spectrum [Hz] | [7 empty] | sound power spectrum [Hz]
| Flow rate | DPs | W | H | single vs double wall | sound attenuator(1) | unit | room attenuation(4) | ceiling attentuation(5) | floor surface | room height | duct velocity | DPs,min(2) | discharge | radiated | discharge(3) | radiated | sound attenuator | discharge noise [dB] | [7 empty] | radiated noise [dB]
Reference | [m³/h] | [100-1000 Pa] | [mm] | [mm] | [SW / DW] | [SA / none] | type |  |  | [m²] | [m] | [m/s] | [Pa] | [dB(A)] | [dB(A)] | [dB(A)] | [dB(A)] | [Pa] | 63 | 125 | 250 | 500 | 1000 | 2000 | 4000 | 8000 | 63 | 125 | 250 | 500 | 1000 | 2000 | 4000 | 8000
| 600 | 100 | 150 | 150 | SW | none | BSS---150150 | soft | high | 100 | 2.7 | 7.4074 | 7.9651 | 50.2373 | 42.0346 | 33.7792 | 20.2542 |  | 62.4011 | 57.3159 | 52.3916 | 47.6886 | 43.2068 | 38.9464 | 34.9072 | 31.0894 | 45.391 | 50.6083 | 43.8923 | 39.0204 | 35.3405 | 30.8507 | 26.8943 | 24.6615
[7 empty] | BSD--- | soft | high | 100 | 2.7
[7 empty] | BSD--- | soft | high | 100 | 2.7
[7 empty] | BSD--- | soft | high | 100 | 2.7
[7 empty] | BSD--- | soft | high | 100 | 2.7
[7 empty] | BSD--- | soft | high | 100 | 2.7
[7 empty] | BSD--- | soft | high | 100 | 2.7
[7 empty] | BSD--- | soft | high | 100 | 2.7
[7 empty] | BSD--- | soft | high | 100 | 2.7
[7 empty] | BSD--- | soft | high | 100 | 2.7
[7 empty] | BSD--- | soft | high | 100 | 2.7
[7 empty] | BSD--- | soft | high | 100 | 2.7
[7 empty] | BSD--- | soft | high | 100 | 2.7
[7 empty] | BSD--- | soft | high | 100 | 2.7
[7 empty] | BSD--- | soft | high | 100 | 2.7
[7 empty] | BSD--- | soft | high | 100 | 2.7
[7 empty] | BSD--- | soft | high | 100 | 2.7
[7 empty] | BSD--- | soft | high | 100 | 2.7
[7 empty] | BSD--- | soft | high | 100 | 2.7
[7 empty] | BSD--- | soft | high | 100 | 2.7
[7 empty] | BSD--- | soft | high | 100 | 2.7
[7 empty] | BSD--- | soft | high | 100 | 2.7
[7 empty] | BSD--- | soft | high | 100 | 2.7
[7 empty] | BSD--- | soft | high | 100 | 2.7
[7 empty] | BSD--- | soft | high | 100 | 2.7
[7 empty] | BSD--- | soft | high | 100 | 2.7
[7 empty] | BSD--- | soft | high | 100 | 2.7
[7 empty] | BSD--- | soft | high | 100 | 2.7
[7 empty] | BSD--- | soft | high | 100 | 2.7
[7 empty] | BSD--- | soft | high | 100 | 2.7
[7 empty] | BSD--- | soft | high | 100 | 2.7
(1) sound attenuator of length 1250 mm | [7 empty] | (4)Room attenuation (ref. VDI 2081 Guidelines) |  |  | (5)Ceiling attenuation
(2) pressure loss with open blades | [7 empty] | soft | e.g. office, hotel room |  | low | e.g. perforated steel tile
(3) VAV with downstream 3 m unlined duct + 90° bend | [7 empty] | normal | e.g. lecture room, theatre, cinema |  | medium | e.g. mineral fibre tile
[9 empty] | e.g. ward, rest room, wash room |  | high | e.g. plain steel tile
[8 empty] | hard | e.g. sports hall, swimming pool |  | very high | e.g. gypsum board
e.g. concert hall, opera house
e.g. operating theatre, laboratory, clean room
e.g. workshop
e.g. museum

## Sound Power (hidden)
[7 empty] | parameter | [7 empty] | sound power spectrum [Hz] | [7 empty] | sound power |  | sound power spectrum [Hz] | [7 empty] | duct | sound power spectrum [Hz] | [7 empty] | sound power spectrum [Hz] | [7 empty] | sound power spectrum [Hz] | [7 empty] | sound power |  | sound power spectrum [Hz] | [7 empty] | sound power spectrum [Hz] | [7 empty] | sound power spectrum [Hz] | [7 empty] | sound power |  | sound power spectrum [Hz]
Flow rate | Flow rate | DPs | W | H | Hintern | Dptot | DLw [dB] | [7 empty] | discharge noise - dB | [7 empty] | Lw |  | discharge noise - NR | [7 empty] | velocity | discharge noise correction for sound attenuator / Noise attenuation - dB | [7 empty] | discharge noise correction for sound attenuator / Noise generation - dB | [7 empty] | discharge noise correction for sound attenuator / sum - dB | [7 empty] | Lw |  | discharge noise - NR | [7 empty] | radiated noise - Rf | [7 empty] | radiated noise - dB | [7 empty] | Lw |  | radiated noise - NR
[m³/h] | [m³/h] | [Pa] | [m] | [m] | [m] | [Pa] | 63 | 125 | 250 | 500 | 1000 | 2000 | 4000 | 8000 | 63 | 125 | 250 | 500 | 1000 | 2000 | 4000 | 8000 | dB(A) | NR | 63 | 125 | 250 | 500 | 1000 | 2000 | 4000 | 8000 | [m/s] | 63 | 125 | 250 | 500 | 1000 | 2000 | 4000 | 8000 | 63 | 125 | 250 | 500 | 1000 | 2000 | 4000 | 8000 | 63 | 125 | 250 | 500 | 1000 | 2000 | 4000 | 8000 | dB(A) | NR | 63 | 125 | 250 | 500 | 1000 | 2000 | 4000 | 8000 | 63 | 125 | 250 | 500 | 1000 | 2000 | 4000 | 8000 | 63 | 125 | 250 | 500 | 1000 | 2000 | 4000 | 8000 | dB(A) | NR | 63 | 125 | 250 | 500 | 1000 | 2000 | 4000 | 8000
600 | 600 | 100 | 0.15 | 0.15 | 0.2 | 118.5185 | 2.2695 | -2.8157 | -7.74 | -12.443 | -16.9248 | -21.1852 | -25.2244 | -29.0423 | 62.4011 | 57.3159 | 52.3916 | 47.6886 | 43.2068 | 38.9464 | 34.9072 | 31.0894 | 50.2373 | 44.0335 | 34.0521 | 40.593 | 43.4318 | 44.0335 | 43.2068 | 41.8191 | 40.0071 | 37.9508 | 7.4074 | #N/A | #N/A | #N/A | #N/A | #N/A | #N/A | #N/A | #N/A | #N/A | #N/A | #N/A | #N/A | #N/A | #N/A | #N/A | #N/A | #N/A | #N/A | #N/A | #N/A | #N/A | #N/A | #N/A | #N/A | #N/A | #N/A | #N/A | #N/A | #N/A | #N/A | #N/A | #N/A | #N/A | #N/A | 27.2904 | 16.9879 | 18.7796 | 18.9484 | 18.1467 | 18.376 | 18.2932 | 16.7082 | 45.391 | 50.6083 | 43.8923 | 39.0204 | 35.3405 | 30.8507 | 26.8943 | 24.6615 | 42.0346 | 35.3405 | 12.5203 | 32.8831 | 34.2928 | 35.1339 | 35.3405 | 33.843 | 32.1896 | 31.7102
0 | 0 | 0 | 0 | 0 | 0 | #DIV/0! | #DIV/0! | #DIV/0! | #DIV/0! | #DIV/0! | #DIV/0! | #DIV/0! | #DIV/0! | #DIV/0! | #DIV/0! | #DIV/0! | #DIV/0! | #DIV/0! | #DIV/0! | #DIV/0! | #DIV/0! | #DIV/0! | #DIV/0! | #DIV/0! | #DIV/0! | #DIV/0! | #DIV/0! | #DIV/0! | #DIV/0! | #DIV/0! | #DIV/0! | #DIV/0! | #DIV/0! | [16 empty] | #DIV/0! | #DIV/0! | #DIV/0! | #DIV/0! | #DIV/0! | #DIV/0! | #DIV/0! | #DIV/0! | #DIV/0! | #DIV/0! | #DIV/0! | #DIV/0! | #DIV/0! | #DIV/0! | #DIV/0! | #DIV/0! | #DIV/0! | #DIV/0! | 29.2324 | 20.8766 | 19.4031 | 19.1689 | 19.2538 | 18.4505 | 24.3396 | 22.5059 | #DIV/0! | #DIV/0! | #DIV/0! | #DIV/0! | #DIV/0! | #DIV/0! | #DIV/0! | #DIV/0! | #DIV/0! | #DIV/0! | #DIV/0! | #DIV/0! | #DIV/0! | #DIV/0! | #DIV/0! | #DIV/0! | #DIV/0! | #DIV/0!
0 | 0 | 0 | 0 | 0 | 0 | #DIV/0! | #DIV/0! | #DIV/0! | #DIV/0! | #DIV/0! | #DIV/0! | #DIV/0! | #DIV/0! | #DIV/0! | #DIV/0! | #DIV/0! | #DIV/0! | #DIV/0! | #DIV/0! | #DIV/0! | #DIV/0! | #DIV/0! | #DIV/0! | #DIV/0! | #DIV/0! | #DIV/0! | #DIV/0! | #DIV/0! | #DIV/0! | #DIV/0! | #DIV/0! | #DIV/0! | #DIV/0! | [16 empty] | #DIV/0! | #DIV/0! | #DIV/0! | #DIV/0! | #DIV/0! | #DIV/0! | #DIV/0! | #DIV/0! | #DIV/0! | #DIV/0! | #DIV/0! | #DIV/0! | #DIV/0! | #DIV/0! | #DIV/0! | #DIV/0! | #DIV/0! | #DIV/0! | 29.2324 | 20.8766 | 19.4031 | 19.1689 | 19.2538 | 18.4505 | 24.3396 | 22.5059 | #DIV/0! | #DIV/0! | #DIV/0! | #DIV/0! | #DIV/0! | #DIV/0! | #DIV/0! | #DIV/0! | #DIV/0! | #DIV/0! | #DIV/0! | #DIV/0! | #DIV/0! | #DIV/0! | #DIV/0! | #DIV/0! | #DIV/0! | #DIV/0!
0 | 0 | 0 | 0 | 0 | 0 | #DIV/0! | #DIV/0! | #DIV/0! | #DIV/0! | #DIV/0! | #DIV/0! | #DIV/0! | #DIV/0! | #DIV/0! | #DIV/0! | #DIV/0! | #DIV/0! | #DIV/0! | #DIV/0! | #DIV/0! | #DIV/0! | #DIV/0! | #DIV/0! | #DIV/0! | #DIV/0! | #DIV/0! | #DIV/0! | #DIV/0! | #DIV/0! | #DIV/0! | #DIV/0! | #DIV/0! | #DIV/0! | [16 empty] | #DIV/0! | #DIV/0! | #DIV/0! | #DIV/0! | #DIV/0! | #DIV/0! | #DIV/0! | #DIV/0! | #DIV/0! | #DIV/0! | #DIV/0! | #DIV/0! | #DIV/0! | #DIV/0! | #DIV/0! | #DIV/0! | #DIV/0! | #DIV/0! | 29.2324 | 20.8766 | 19.4031 | 19.1689 | 19.2538 | 18.4505 | 24.3396 | 22.5059 | #DIV/0! | #DIV/0! | #DIV/0! | #DIV/0! | #DIV/0! | #DIV/0! | #DIV/0! | #DIV/0! | #DIV/0! | #DIV/0! | #DIV/0! | #DIV/0! | #DIV/0! | #DIV/0! | #DIV/0! | #DIV/0! | #DIV/0! | #DIV/0!
0 | 0 | 0 | 0 | 0 | 0 | #DIV/0! | #DIV/0! | #DIV/0! | #DIV/0! | #DIV/0! | #DIV/0! | #DIV/0! | #DIV/0! | #DIV/0! | #DIV/0! | #DIV/0! | #DIV/0! | #DIV/0! | #DIV/0! | #DIV/0! | #DIV/0! | #DIV/0! | #DIV/0! | #DIV/0! | #DIV/0! | #DIV/0! | #DIV/0! | #DIV/0! | #DIV/0! | #DIV/0! | #DIV/0! | #DIV/0! | #DIV/0! | [16 empty] | #DIV/0! | #DIV/0! | #DIV/0! | #DIV/0! | #DIV/0! | #DIV/0! | #DIV/0! | #DIV/0! | #DIV/0! | #DIV/0! | #DIV/0! | #DIV/0! | #DIV/0! | #DIV/0! | #DIV/0! | #DIV/0! | #DIV/0! | #DIV/0! | 29.2324 | 20.8766 | 19.4031 | 19.1689 | 19.2538 | 18.4505 | 24.3396 | 22.5059 | #DIV/0! | #DIV/0! | #DIV/0! | #DIV/0! | #DIV/0! | #DIV/0! | #DIV/0! | #DIV/0! | #DIV/0! | #DIV/0! | #DIV/0! | #DIV/0! | #DIV/0! | #DIV/0! | #DIV/0! | #DIV/0! | #DIV/0! | #DIV/0!
0 | 0 | 0 | 0 | 0 | 0 | #DIV/0! | #DIV/0! | #DIV/0! | #DIV/0! | #DIV/0! | #DIV/0! | #DIV/0! | #DIV/0! | #DIV/0! | #DIV/0! | #DIV/0! | #DIV/0! | #DIV/0! | #DIV/0! | #DIV/0! | #DIV/0! | #DIV/0! | #DIV/0! | #DIV/0! | #DIV/0! | #DIV/0! | #DIV/0! | #DIV/0! | #DIV/0! | #DIV/0! | #DIV/0! | #DIV/0! | #DIV/0! | [16 empty] | #DIV/0! | #DIV/0! | #DIV/0! | #DIV/0! | #DIV/0! | #DIV/0! | #DIV/0! | #DIV/0! | #DIV/0! | #DIV/0! | #DIV/0! | #DIV/0! | #DIV/0! | #DIV/0! | #DIV/0! | #DIV/0! | #DIV/0! | #DIV/0! | 29.2324 | 20.8766 | 19.4031 | 19.1689 | 19.2538 | 18.4505 | 24.3396 | 22.5059 | #DIV/0! | #DIV/0! | #DIV/0! | #DIV/0! | #DIV/0! | #DIV/0! | #DIV/0! | #DIV/0! | #DIV/0! | #DIV/0! | #DIV/0! | #DIV/0! | #DIV/0! | #DIV/0! | #DIV/0! | #DIV/0! | #DIV/0! | #DIV/0!
0 | 0 | 0 | 0 | 0 | 0 | #DIV/0! | #DIV/0! | #DIV/0! | #DIV/0! | #DIV/0! | #DIV/0! | #DIV/0! | #DIV/0! | #DIV/0! | #DIV/0! | #DIV/0! | #DIV/0! | #DIV/0! | #DIV/0! | #DIV/0! | #DIV/0! | #DIV/0! | #DIV/0! | #DIV/0! | #DIV/0! | #DIV/0! | #DIV/0! | #DIV/0! | #DIV/0! | #DIV/0! | #DIV/0! | #DIV/0! | #DIV/0! | [16 empty] | #DIV/0! | #DIV/0! | #DIV/0! | #DIV/0! | #DIV/0! | #DIV/0! | #DIV/0! | #DIV/0! | #DIV/0! | #DIV/0! | #DIV/0! | #DIV/0! | #DIV/0! | #DIV/0! | #DIV/0! | #DIV/0! | #DIV/0! | #DIV/0! | 29.2324 | 20.8766 | 19.4031 | 19.1689 | 19.2538 | 18.4505 | 24.3396 | 22.5059 | #DIV/0! | #DIV/0! | #DIV/0! | #DIV/0! | #DIV/0! | #DIV/0! | #DIV/0! | #DIV/0! | #DIV/0! | #DIV/0! | #DIV/0! | #DIV/0! | #DIV/0! | #DIV/0! | #DIV/0! | #DIV/0! | #DIV/0! | #DIV/0!
0 | 0 | 0 | 0 | 0 | 0 | #DIV/0! | #DIV/0! | #DIV/0! | #DIV/0! | #DIV/0! | #DIV/0! | #DIV/0! | #DIV/0! | #DIV/0! | #DIV/0! | #DIV/0! | #DIV/0! | #DIV/0! | #DIV/0! | #DIV/0! | #DIV/0! | #DIV/0! | #DIV/0! | #DIV/0! | #DIV/0! | #DIV/0! | #DIV/0! | #DIV/0! | #DIV/0! | #DIV/0! | #DIV/0! | #DIV/0! | #DIV/0! | [16 empty] | #DIV/0! | #DIV/0! | #DIV/0! | #DIV/0! | #DIV/0! | #DIV/0! | #DIV/0! | #DIV/0! | #DIV/0! | #DIV/0! | #DIV/0! | #DIV/0! | #DIV/0! | #DIV/0! | #DIV/0! | #DIV/0! | #DIV/0! | #DIV/0! | 29.2324 | 20.8766 | 19.4031 | 19.1689 | 19.2538 | 18.4505 | 24.3396 | 22.5059 | #DIV/0! | #DIV/0! | #DIV/0! | #DIV/0! | #DIV/0! | #DIV/0! | #DIV/0! | #DIV/0! | #DIV/0! | #DIV/0! | #DIV/0! | #DIV/0! | #DIV/0! | #DIV/0! | #DIV/0! | #DIV/0! | #DIV/0! | #DIV/0!
0 | 0 | 0 | 0 | 0 | 0 | #DIV/0! | #DIV/0! | #DIV/0! | #DIV/0! | #DIV/0! | #DIV/0! | #DIV/0! | #DIV/0! | #DIV/0! | #DIV/0! | #DIV/0! | #DIV/0! | #DIV/0! | #DIV/0! | #DIV/0! | #DIV/0! | #DIV/0! | #DIV/0! | #DIV/0! | #DIV/0! | #DIV/0! | #DIV/0! | #DIV/0! | #DIV/0! | #DIV/0! | #DIV/0! | #DIV/0! | #DIV/0! | [16 empty] | #DIV/0! | #DIV/0! | #DIV/0! | #DIV/0! | #DIV/0! | #DIV/0! | #DIV/0! | #DIV/0! | #DIV/0! | #DIV/0! | #DIV/0! | #DIV/0! | #DIV/0! | #DIV/0! | #DIV/0! | #DIV/0! | #DIV/0! | #DIV/0! | 29.2324 | 20.8766 | 19.4031 | 19.1689 | 19.2538 | 18.4505 | 24.3396 | 22.5059 | #DIV/0! | #DIV/0! | #DIV/0! | #DIV/0! | #DIV/0! | #DIV/0! | #DIV/0! | #DIV/0! | #DIV/0! | #DIV/0! | #DIV/0! | #DIV/0! | #DIV/0! | #DIV/0! | #DIV/0! | #DIV/0! | #DIV/0! | #DIV/0!
0 | 0 | 0 | 0 | 0 | 0 | #DIV/0! | #DIV/0! | #DIV/0! | #DIV/0! | #DIV/0! | #DIV/0! | #DIV/0! | #DIV/0! | #DIV/0! | #DIV/0! | #DIV/0! | #DIV/0! | #DIV/0! | #DIV/0! | #DIV/0! | #DIV/0! | #DIV/0! | #DIV/0! | #DIV/0! | #DIV/0! | #DIV/0! | #DIV/0! | #DIV/0! | #DIV/0! | #DIV/0! | #DIV/0! | #DIV/0! | #DIV/0! | [16 empty] | #DIV/0! | #DIV/0! | #DIV/0! | #DIV/0! | #DIV/0! | #DIV/0! | #DIV/0! | #DIV/0! | #DIV/0! | #DIV/0! | #DIV/0! | #DIV/0! | #DIV/0! | #DIV/0! | #DIV/0! | #DIV/0! | #DIV/0! | #DIV/0! | 29.2324 | 20.8766 | 19.4031 | 19.1689 | 19.2538 | 18.4505 | 24.3396 | 22.5059 | #DIV/0! | #DIV/0! | #DIV/0! | #DIV/0! | #DIV/0! | #DIV/0! | #DIV/0! | #DIV/0! | #DIV/0! | #DIV/0! | #DIV/0! | #DIV/0! | #DIV/0! | #DIV/0! | #DIV/0! | #DIV/0! | #DIV/0! | #DIV/0!
0 | 0 | 0 | 0 | 0 | 0 | #DIV/0! | #DIV/0! | #DIV/0! | #DIV/0! | #DIV/0! | #DIV/0! | #DIV/0! | #DIV/0! | #DIV/0! | #DIV/0! | #DIV/0! | #DIV/0! | #DIV/0! | #DIV/0! | #DIV/0! | #DIV/0! | #DIV/0! | #DIV/0! | #DIV/0! | #DIV/0! | #DIV/0! | #DIV/0! | #DIV/0! | #DIV/0! | #DIV/0! | #DIV/0! | #DIV/0! | #DIV/0! | [16 empty] | #DIV/0! | #DIV/0! | #DIV/0! | #DIV/0! | #DIV/0! | #DIV/0! | #DIV/0! | #DIV/0! | #DIV/0! | #DIV/0! | #DIV/0! | #DIV/0! | #DIV/0! | #DIV/0! | #DIV/0! | #DIV/0! | #DIV/0! | #DIV/0! | 29.2324 | 20.8766 | 19.4031 | 19.1689 | 19.2538 | 18.4505 | 24.3396 | 22.5059 | #DIV/0! | #DIV/0! | #DIV/0! | #DIV/0! | #DIV/0! | #DIV/0! | #DIV/0! | #DIV/0! | #DIV/0! | #DIV/0! | #DIV/0! | #DIV/0! | #DIV/0! | #DIV/0! | #DIV/0! | #DIV/0! | #DIV/0! | #DIV/0!
0 | 0 | 0 | 0 | 0 | 0 | #DIV/0! | #DIV/0! | #DIV/0! | #DIV/0! | #DIV/0! | #DIV/0! | #DIV/0! | #DIV/0! | #DIV/0! | #DIV/0! | #DIV/0! | #DIV/0! | #DIV/0! | #DIV/0! | #DIV/0! | #DIV/0! | #DIV/0! | #DIV/0! | #DIV/0! | #DIV/0! | #DIV/0! | #DIV/0! | #DIV/0! | #DIV/0! | #DIV/0! | #DIV/0! | #DIV/0! | #DIV/0! | [16 empty] | #DIV/0! | #DIV/0! | #DIV/0! | #DIV/0! | #DIV/0! | #DIV/0! | #DIV/0! | #DIV/0! | #DIV/0! | #DIV/0! | #DIV/0! | #DIV/0! | #DIV/0! | #DIV/0! | #DIV/0! | #DIV/0! | #DIV/0! | #DIV/0! | 29.2324 | 20.8766 | 19.4031 | 19.1689 | 19.2538 | 18.4505 | 24.3396 | 22.5059 | #DIV/0! | #DIV/0! | #DIV/0! | #DIV/0! | #DIV/0! | #DIV/0! | #DIV/0! | #DIV/0! | #DIV/0! | #DIV/0! | #DIV/0! | #DIV/0! | #DIV/0! | #DIV/0! | #DIV/0! | #DIV/0! | #DIV/0! | #DIV/0!
0 | 0 | 0 | 0 | 0 | 0 | #DIV/0! | #DIV/0! | #DIV/0! | #DIV/0! | #DIV/0! | #DIV/0! | #DIV/0! | #DIV/0! | #DIV/0! | #DIV/0! | #DIV/0! | #DIV/0! | #DIV/0! | #DIV/0! | #DIV/0! | #DIV/0! | #DIV/0! | #DIV/0! | #DIV/0! | #DIV/0! | #DIV/0! | #DIV/0! | #DIV/0! | #DIV/0! | #DIV/0! | #DIV/0! | #DIV/0! | #DIV/0! | [16 empty] | #DIV/0! | #DIV/0! | #DIV/0! | #DIV/0! | #DIV/0! | #DIV/0! | #DIV/0! | #DIV/0! | #DIV/0! | #DIV/0! | #DIV/0! | #DIV/0! | #DIV/0! | #DIV/0! | #DIV/0! | #DIV/0! | #DIV/0! | #DIV/0! | 29.2324 | 20.8766 | 19.4031 | 19.1689 | 19.2538 | 18.4505 | 24.3396 | 22.5059 | #DIV/0! | #DIV/0! | #DIV/0! | #DIV/0! | #DIV/0! | #DIV/0! | #DIV/0! | #DIV/0! | #DIV/0! | #DIV/0! | #DIV/0! | #DIV/0! | #DIV/0! | #DIV/0! | #DIV/0! | #DIV/0! | #DIV/0! | #DIV/0!
0 | 0 | 0 | 0 | 0 | 0 | #DIV/0! | #DIV/0! | #DIV/0! | #DIV/0! | #DIV/0! | #DIV/0! | #DIV/0! | #DIV/0! | #DIV/0! | #DIV/0! | #DIV/0! | #DIV/0! | #DIV/0! | #DIV/0! | #DIV/0! | #DIV/0! | #DIV/0! | #DIV/0! | #DIV/0! | #DIV/0! | #DIV/0! | #DIV/0! | #DIV/0! | #DIV/0! | #DIV/0! | #DIV/0! | #DIV/0! | #DIV/0! | [16 empty] | #DIV/0! | #DIV/0! | #DIV/0! | #DIV/0! | #DIV/0! | #DIV/0! | #DIV/0! | #DIV/0! | #DIV/0! | #DIV/0! | #DIV/0! | #DIV/0! | #DIV/0! | #DIV/0! | #DIV/0! | #DIV/0! | #DIV/0! | #DIV/0! | 29.2324 | 20.8766 | 19.4031 | 19.1689 | 19.2538 | 18.4505 | 24.3396 | 22.5059 | #DIV/0! | #DIV/0! | #DIV/0! | #DIV/0! | #DIV/0! | #DIV/0! | #DIV/0! | #DIV/0! | #DIV/0! | #DIV/0! | #DIV/0! | #DIV/0! | #DIV/0! | #DIV/0! | #DIV/0! | #DIV/0! | #DIV/0! | #DIV/0!
0 | 0 | 0 | 0 | 0 | 0 | #DIV/0! | #DIV/0! | #DIV/0! | #DIV/0! | #DIV/0! | #DIV/0! | #DIV/0! | #DIV/0! | #DIV/0! | #DIV/0! | #DIV/0! | #DIV/0! | #DIV/0! | #DIV/0! | #DIV/0! | #DIV/0! | #DIV/0! | #DIV/0! | #DIV/0! | #DIV/0! | #DIV/0! | #DIV/0! | #DIV/0! | #DIV/0! | #DIV/0! | #DIV/0! | #DIV/0! | #DIV/0! | [16 empty] | #DIV/0! | #DIV/0! | #DIV/0! | #DIV/0! | #DIV/0! | #DIV/0! | #DIV/0! | #DIV/0! | #DIV/0! | #DIV/0! | #DIV/0! | #DIV/0! | #DIV/0! | #DIV/0! | #DIV/0! | #DIV/0! | #DIV/0! | #DIV/0! | 29.2324 | 20.8766 | 19.4031 | 19.1689 | 19.2538 | 18.4505 | 24.3396 | 22.5059 | #DIV/0! | #DIV/0! | #DIV/0! | #DIV/0! | #DIV/0! | #DIV/0! | #DIV/0! | #DIV/0! | #DIV/0! | #DIV/0! | #DIV/0! | #DIV/0! | #DIV/0! | #DIV/0! | #DIV/0! | #DIV/0! | #DIV/0! | #DIV/0!
0 | 0 | 0 | 0 | 0 | 0 | #DIV/0! | #DIV/0! | #DIV/0! | #DIV/0! | #DIV/0! | #DIV/0! | #DIV/0! | #DIV/0! | #DIV/0! | #DIV/0! | #DIV/0! | #DIV/0! | #DIV/0! | #DIV/0! | #DIV/0! | #DIV/0! | #DIV/0! | #DIV/0! | #DIV/0! | #DIV/0! | #DIV/0! | #DIV/0! | #DIV/0! | #DIV/0! | #DIV/0! | #DIV/0! | #DIV/0! | #DIV/0! | [16 empty] | #DIV/0! | #DIV/0! | #DIV/0! | #DIV/0! | #DIV/0! | #DIV/0! | #DIV/0! | #DIV/0! | #DIV/0! | #DIV/0! | #DIV/0! | #DIV/0! | #DIV/0! | #DIV/0! | #DIV/0! | #DIV/0! | #DIV/0! | #DIV/0! | 29.2324 | 20.8766 | 19.4031 | 19.1689 | 19.2538 | 18.4505 | 24.3396 | 22.5059 | #DIV/0! | #DIV/0! | #DIV/0! | #DIV/0! | #DIV/0! | #DIV/0! | #DIV/0! | #DIV/0! | #DIV/0! | #DIV/0! | #DIV/0! | #DIV/0! | #DIV/0! | #DIV/0! | #DIV/0! | #DIV/0! | #DIV/0! | #DIV/0!
0 | 0 | 0 | 0 | 0 | 0 | #DIV/0! | #DIV/0! | #DIV/0! | #DIV/0! | #DIV/0! | #DIV/0! | #DIV/0! | #DIV/0! | #DIV/0! | #DIV/0! | #DIV/0! | #DIV/0! | #DIV/0! | #DIV/0! | #DIV/0! | #DIV/0! | #DIV/0! | #DIV/0! | #DIV/0! | #DIV/0! | #DIV/0! | #DIV/0! | #DIV/0! | #DIV/0! | #DIV/0! | #DIV/0! | #DIV/0! | #DIV/0! | [16 empty] | #DIV/0! | #DIV/0! | #DIV/0! | #DIV/0! | #DIV/0! | #DIV/0! | #DIV/0! | #DIV/0! | #DIV/0! | #DIV/0! | #DIV/0! | #DIV/0! | #DIV/0! | #DIV/0! | #DIV/0! | #DIV/0! | #DIV/0! | #DIV/0! | 29.2324 | 20.8766 | 19.4031 | 19.1689 | 19.2538 | 18.4505 | 24.3396 | 22.5059 | #DIV/0! | #DIV/0! | #DIV/0! | #DIV/0! | #DIV/0! | #DIV/0! | #DIV/0! | #DIV/0! | #DIV/0! | #DIV/0! | #DIV/0! | #DIV/0! | #DIV/0! | #DIV/0! | #DIV/0! | #DIV/0! | #DIV/0! | #DIV/0!
0 | 0 | 0 | 0 | 0 | 0 | #DIV/0! | #DIV/0! | #DIV/0! | #DIV/0! | #DIV/0! | #DIV/0! | #DIV/0! | #DIV/0! | #DIV/0! | #DIV/0! | #DIV/0! | #DIV/0! | #DIV/0! | #DIV/0! | #DIV/0! | #DIV/0! | #DIV/0! | #DIV/0! | #DIV/0! | #DIV/0! | #DIV/0! | #DIV/0! | #DIV/0! | #DIV/0! | #DIV/0! | #DIV/0! | #DIV/0! | #DIV/0! | [16 empty] | #DIV/0! | #DIV/0! | #DIV/0! | #DIV/0! | #DIV/0! | #DIV/0! | #DIV/0! | #DIV/0! | #DIV/0! | #DIV/0! | #DIV/0! | #DIV/0! | #DIV/0! | #DIV/0! | #DIV/0! | #DIV/0! | #DIV/0! | #DIV/0! | 29.2324 | 20.8766 | 19.4031 | 19.1689 | 19.2538 | 18.4505 | 24.3396 | 22.5059 | #DIV/0! | #DIV/0! | #DIV/0! | #DIV/0! | #DIV/0! | #DIV/0! | #DIV/0! | #DIV/0! | #DIV/0! | #DIV/0! | #DIV/0! | #DIV/0! | #DIV/0! | #DIV/0! | #DIV/0! | #DIV/0! | #DIV/0! | #DIV/0!
0 | 0 | 0 | 0 | 0 | 0 | #DIV/0! | #DIV/0! | #DIV/0! | #DIV/0! | #DIV/0! | #DIV/0! | #DIV/0! | #DIV/0! | #DIV/0! | #DIV/0! | #DIV/0! | #DIV/0! | #DIV/0! | #DIV/0! | #DIV/0! | #DIV/0! | #DIV/0! | #DIV/0! | #DIV/0! | #DIV/0! | #DIV/0! | #DIV/0! | #DIV/0! | #DIV/0! | #DIV/0! | #DIV/0! | #DIV/0! | #DIV/0! | [16 empty] | #DIV/0! | #DIV/0! | #DIV/0! | #DIV/0! | #DIV/0! | #DIV/0! | #DIV/0! | #DIV/0! | #DIV/0! | #DIV/0! | #DIV/0! | #DIV/0! | #DIV/0! | #DIV/0! | #DIV/0! | #DIV/0! | #DIV/0! | #DIV/0! | 29.2324 | 20.8766 | 19.4031 | 19.1689 | 19.2538 | 18.4505 | 24.3396 | 22.5059 | #DIV/0! | #DIV/0! | #DIV/0! | #DIV/0! | #DIV/0! | #DIV/0! | #DIV/0! | #DIV/0! | #DIV/0! | #DIV/0! | #DIV/0! | #DIV/0! | #DIV/0! | #DIV/0! | #DIV/0! | #DIV/0! | #DIV/0! | #DIV/0!
0 | 0 | 0 | 0 | 0 | 0 | #DIV/0! | #DIV/0! | #DIV/0! | #DIV/0! | #DIV/0! | #DIV/0! | #DIV/0! | #DIV/0! | #DIV/0! | #DIV/0! | #DIV/0! | #DIV/0! | #DIV/0! | #DIV/0! | #DIV/0! | #DIV/0! | #DIV/0! | #DIV/0! | #DIV/0! | #DIV/0! | #DIV/0! | #DIV/0! | #DIV/0! | #DIV/0! | #DIV/0! | #DIV/0! | #DIV/0! | #DIV/0! | [16 empty] | #DIV/0! | #DIV/0! | #DIV/0! | #DIV/0! | #DIV/0! | #DIV/0! | #DIV/0! | #DIV/0! | #DIV/0! | #DIV/0! | #DIV/0! | #DIV/0! | #DIV/0! | #DIV/0! | #DIV/0! | #DIV/0! | #DIV/0! | #DIV/0! | 29.2324 | 20.8766 | 19.4031 | 19.1689 | 19.2538 | 18.4505 | 24.3396 | 22.5059 | #DIV/0! | #DIV/0! | #DIV/0! | #DIV/0! | #DIV/0! | #DIV/0! | #DIV/0! | #DIV/0! | #DIV/0! | #DIV/0! | #DIV/0! | #DIV/0! | #DIV/0! | #DIV/0! | #DIV/0! | #DIV/0! | #DIV/0! | #DIV/0!
0 | 0 | 0 | 0 | 0 | 0 | #DIV/0! | #DIV/0! | #DIV/0! | #DIV/0! | #DIV/0! | #DIV/0! | #DIV/0! | #DIV/0! | #DIV/0! | #DIV/0! | #DIV/0! | #DIV/0! | #DIV/0! | #DIV/0! | #DIV/0! | #DIV/0! | #DIV/0! | #DIV/0! | #DIV/0! | #DIV/0! | #DIV/0! | #DIV/0! | #DIV/0! | #DIV/0! | #DIV/0! | #DIV/0! | #DIV/0! | #DIV/0! | [16 empty] | #DIV/0! | #DIV/0! | #DIV/0! | #DIV/0! | #DIV/0! | #DIV/0! | #DIV/0! | #DIV/0! | #DIV/0! | #DIV/0! | #DIV/0! | #DIV/0! | #DIV/0! | #DIV/0! | #DIV/0! | #DIV/0! | #DIV/0! | #DIV/0! | 29.2324 | 20.8766 | 19.4031 | 19.1689 | 19.2538 | 18.4505 | 24.3396 | 22.5059 | #DIV/0! | #DIV/0! | #DIV/0! | #DIV/0! | #DIV/0! | #DIV/0! | #DIV/0! | #DIV/0! | #DIV/0! | #DIV/0! | #DIV/0! | #DIV/0! | #DIV/0! | #DIV/0! | #DIV/0! | #DIV/0! | #DIV/0! | #DIV/0!
0 | 0 | 0 | 0 | 0 | 0 | #DIV/0! | #DIV/0! | #DIV/0! | #DIV/0! | #DIV/0! | #DIV/0! | #DIV/0! | #DIV/0! | #DIV/0! | #DIV/0! | #DIV/0! | #DIV/0! | #DIV/0! | #DIV/0! | #DIV/0! | #DIV/0! | #DIV/0! | #DIV/0! | #DIV/0! | #DIV/0! | #DIV/0! | #DIV/0! | #DIV/0! | #DIV/0! | #DIV/0! | #DIV/0! | #DIV/0! | #DIV/0! | [16 empty] | #DIV/0! | #DIV/0! | #DIV/0! | #DIV/0! | #DIV/0! | #DIV/0! | #DIV/0! | #DIV/0! | #DIV/0! | #DIV/0! | #DIV/0! | #DIV/0! | #DIV/0! | #DIV/0! | #DIV/0! | #DIV/0! | #DIV/0! | #DIV/0! | 29.2324 | 20.8766 | 19.4031 | 19.1689 | 19.2538 | 18.4505 | 24.3396 | 22.5059 | #DIV/0! | #DIV/0! | #DIV/0! | #DIV/0! | #DIV/0! | #DIV/0! | #DIV/0! | #DIV/0! | #DIV/0! | #DIV/0! | #DIV/0! | #DIV/0! | #DIV/0! | #DIV/0! | #DIV/0! | #DIV/0! | #DIV/0! | #DIV/0!
0 | 0 | 0 | 0 | 0 | 0 | #DIV/0! | #DIV/0! | #DIV/0! | #DIV/0! | #DIV/0! | #DIV/0! | #DIV/0! | #DIV/0! | #DIV/0! | #DIV/0! | #DIV/0! | #DIV/0! | #DIV/0! | #DIV/0! | #DIV/0! | #DIV/0! | #DIV/0! | #DIV/0! | #DIV/0! | #DIV/0! | #DIV/0! | #DIV/0! | #DIV/0! | #DIV/0! | #DIV/0! | #DIV/0! | #DIV/0! | #DIV/0! | [16 empty] | #DIV/0! | #DIV/0! | #DIV/0! | #DIV/0! | #DIV/0! | #DIV/0! | #DIV/0! | #DIV/0! | #DIV/0! | #DIV/0! | #DIV/0! | #DIV/0! | #DIV/0! | #DIV/0! | #DIV/0! | #DIV/0! | #DIV/0! | #DIV/0! | 29.2324 | 20.8766 | 19.4031 | 19.1689 | 19.2538 | 18.4505 | 24.3396 | 22.5059 | #DIV/0! | #DIV/0! | #DIV/0! | #DIV/0! | #DIV/0! | #DIV/0! | #DIV/0! | #DIV/0! | #DIV/0! | #DIV/0! | #DIV/0! | #DIV/0! | #DIV/0! | #DIV/0! | #DIV/0! | #DIV/0! | #DIV/0! | #DIV/0!
0 | 0 | 0 | 0 | 0 | 0 | #DIV/0! | #DIV/0! | #DIV/0! | #DIV/0! | #DIV/0! | #DIV/0! | #DIV/0! | #DIV/0! | #DIV/0! | #DIV/0! | #DIV/0! | #DIV/0! | #DIV/0! | #DIV/0! | #DIV/0! | #DIV/0! | #DIV/0! | #DIV/0! | #DIV/0! | #DIV/0! | #DIV/0! | #DIV/0! | #DIV/0! | #DIV/0! | #DIV/0! | #DIV/0! | #DIV/0! | #DIV/0! | [16 empty] | #DIV/0! | #DIV/0! | #DIV/0! | #DIV/0! | #DIV/0! | #DIV/0! | #DIV/0! | #DIV/0! | #DIV/0! | #DIV/0! | #DIV/0! | #DIV/0! | #DIV/0! | #DIV/0! | #DIV/0! | #DIV/0! | #DIV/0! | #DIV/0! | 29.2324 | 20.8766 | 19.4031 | 19.1689 | 19.2538 | 18.4505 | 24.3396 | 22.5059 | #DIV/0! | #DIV/0! | #DIV/0! | #DIV/0! | #DIV/0! | #DIV/0! | #DIV/0! | #DIV/0! | #DIV/0! | #DIV/0! | #DIV/0! | #DIV/0! | #DIV/0! | #DIV/0! | #DIV/0! | #DIV/0! | #DIV/0! | #DIV/0!
0 | 0 | 0 | 0 | 0 | 0 | #DIV/0! | #DIV/0! | #DIV/0! | #DIV/0! | #DIV/0! | #DIV/0! | #DIV/0! | #DIV/0! | #DIV/0! | #DIV/0! | #DIV/0! | #DIV/0! | #DIV/0! | #DIV/0! | #DIV/0! | #DIV/0! | #DIV/0! | #DIV/0! | #DIV/0! | #DIV/0! | #DIV/0! | #DIV/0! | #DIV/0! | #DIV/0! | #DIV/0! | #DIV/0! | #DIV/0! | #DIV/0! | [16 empty] | #DIV/0! | #DIV/0! | #DIV/0! | #DIV/0! | #DIV/0! | #DIV/0! | #DIV/0! | #DIV/0! | #DIV/0! | #DIV/0! | #DIV/0! | #DIV/0! | #DIV/0! | #DIV/0! | #DIV/0! | #DIV/0! | #DIV/0! | #DIV/0! | 29.2324 | 20.8766 | 19.4031 | 19.1689 | 19.2538 | 18.4505 | 24.3396 | 22.5059 | #DIV/0! | #DIV/0! | #DIV/0! | #DIV/0! | #DIV/0! | #DIV/0! | #DIV/0! | #DIV/0! | #DIV/0! | #DIV/0! | #DIV/0! | #DIV/0! | #DIV/0! | #DIV/0! | #DIV/0! | #DIV/0! | #DIV/0! | #DIV/0!
0 | 0 | 0 | 0 | 0 | 0 | #DIV/0! | #DIV/0! | #DIV/0! | #DIV/0! | #DIV/0! | #DIV/0! | #DIV/0! | #DIV/0! | #DIV/0! | #DIV/0! | #DIV/0! | #DIV/0! | #DIV/0! | #DIV/0! | #DIV/0! | #DIV/0! | #DIV/0! | #DIV/0! | #DIV/0! | #DIV/0! | #DIV/0! | #DIV/0! | #DIV/0! | #DIV/0! | #DIV/0! | #DIV/0! | #DIV/0! | #DIV/0! | [16 empty] | #DIV/0! | #DIV/0! | #DIV/0! | #DIV/0! | #DIV/0! | #DIV/0! | #DIV/0! | #DIV/0! | #DIV/0! | #DIV/0! | #DIV/0! | #DIV/0! | #DIV/0! | #DIV/0! | #DIV/0! | #DIV/0! | #DIV/0! | #DIV/0! | 29.2324 | 20.8766 | 19.4031 | 19.1689 | 19.2538 | 18.4505 | 24.3396 | 22.5059 | #DIV/0! | #DIV/0! | #DIV/0! | #DIV/0! | #DIV/0! | #DIV/0! | #DIV/0! | #DIV/0! | #DIV/0! | #DIV/0! | #DIV/0! | #DIV/0! | #DIV/0! | #DIV/0! | #DIV/0! | #DIV/0! | #DIV/0! | #DIV/0!
0 | 0 | 0 | 0 | 0 | 0 | #DIV/0! | #DIV/0! | #DIV/0! | #DIV/0! | #DIV/0! | #DIV/0! | #DIV/0! | #DIV/0! | #DIV/0! | #DIV/0! | #DIV/0! | #DIV/0! | #DIV/0! | #DIV/0! | #DIV/0! | #DIV/0! | #DIV/0! | #DIV/0! | #DIV/0! | #DIV/0! | #DIV/0! | #DIV/0! | #DIV/0! | #DIV/0! | #DIV/0! | #DIV/0! | #DIV/0! | #DIV/0! | [16 empty] | #DIV/0! | #DIV/0! | #DIV/0! | #DIV/0! | #DIV/0! | #DIV/0! | #DIV/0! | #DIV/0! | #DIV/0! | #DIV/0! | #DIV/0! | #DIV/0! | #DIV/0! | #DIV/0! | #DIV/0! | #DIV/0! | #DIV/0! | #DIV/0! | 29.2324 | 20.8766 | 19.4031 | 19.1689 | 19.2538 | 18.4505 | 24.3396 | 22.5059 | #DIV/0! | #DIV/0! | #DIV/0! | #DIV/0! | #DIV/0! | #DIV/0! | #DIV/0! | #DIV/0! | #DIV/0! | #DIV/0! | #DIV/0! | #DIV/0! | #DIV/0! | #DIV/0! | #DIV/0! | #DIV/0! | #DIV/0! | #DIV/0!
0 | 0 | 0 | 0 | 0 | 0 | #DIV/0! | #DIV/0! | #DIV/0! | #DIV/0! | #DIV/0! | #DIV/0! | #DIV/0! | #DIV/0! | #DIV/0! | #DIV/0! | #DIV/0! | #DIV/0! | #DIV/0! | #DIV/0! | #DIV/0! | #DIV/0! | #DIV/0! | #DIV/0! | #DIV/0! | #DIV/0! | #DIV/0! | #DIV/0! | #DIV/0! | #DIV/0! | #DIV/0! | #DIV/0! | #DIV/0! | #DIV/0! | [16 empty] | #DIV/0! | #DIV/0! | #DIV/0! | #DIV/0! | #DIV/0! | #DIV/0! | #DIV/0! | #DIV/0! | #DIV/0! | #DIV/0! | #DIV/0! | #DIV/0! | #DIV/0! | #DIV/0! | #DIV/0! | #DIV/0! | #DIV/0! | #DIV/0! | 29.2324 | 20.8766 | 19.4031 | 19.1689 | 19.2538 | 18.4505 | 24.3396 | 22.5059 | #DIV/0! | #DIV/0! | #DIV/0! | #DIV/0! | #DIV/0! | #DIV/0! | #DIV/0! | #DIV/0! | #DIV/0! | #DIV/0! | #DIV/0! | #DIV/0! | #DIV/0! | #DIV/0! | #DIV/0! | #DIV/0! | #DIV/0! | #DIV/0!
0 | 0 | 0 | 0 | 0 | 0 | #DIV/0! | #DIV/0! | #DIV/0! | #DIV/0! | #DIV/0! | #DIV/0! | #DIV/0! | #DIV/0! | #DIV/0! | #DIV/0! | #DIV/0! | #DIV/0! | #DIV/0! | #DIV/0! | #DIV/0! | #DIV/0! | #DIV/0! | #DIV/0! | #DIV/0! | #DIV/0! | #DIV/0! | #DIV/0! | #DIV/0! | #DIV/0! | #DIV/0! | #DIV/0! | #DIV/0! | #DIV/0! | [16 empty] | #DIV/0! | #DIV/0! | #DIV/0! | #DIV/0! | #DIV/0! | #DIV/0! | #DIV/0! | #DIV/0! | #DIV/0! | #DIV/0! | #DIV/0! | #DIV/0! | #DIV/0! | #DIV/0! | #DIV/0! | #DIV/0! | #DIV/0! | #DIV/0! | 29.2324 | 20.8766 | 19.4031 | 19.1689 | 19.2538 | 18.4505 | 24.3396 | 22.5059 | #DIV/0! | #DIV/0! | #DIV/0! | #DIV/0! | #DIV/0! | #DIV/0! | #DIV/0! | #DIV/0! | #DIV/0! | #DIV/0! | #DIV/0! | #DIV/0! | #DIV/0! | #DIV/0! | #DIV/0! | #DIV/0! | #DIV/0! | #DIV/0!
0 | 0 | 0 | 0 | 0 | 0 | #DIV/0! | #DIV/0! | #DIV/0! | #DIV/0! | #DIV/0! | #DIV/0! | #DIV/0! | #DIV/0! | #DIV/0! | #DIV/0! | #DIV/0! | #DIV/0! | #DIV/0! | #DIV/0! | #DIV/0! | #DIV/0! | #DIV/0! | #DIV/0! | #DIV/0! | #DIV/0! | #DIV/0! | #DIV/0! | #DIV/0! | #DIV/0! | #DIV/0! | #DIV/0! | #DIV/0! | #DIV/0! | [16 empty] | #DIV/0! | #DIV/0! | #DIV/0! | #DIV/0! | #DIV/0! | #DIV/0! | #DIV/0! | #DIV/0! | #DIV/0! | #DIV/0! | #DIV/0! | #DIV/0! | #DIV/0! | #DIV/0! | #DIV/0! | #DIV/0! | #DIV/0! | #DIV/0! | 29.2324 | 20.8766 | 19.4031 | 19.1689 | 19.2538 | 18.4505 | 24.3396 | 22.5059 | #DIV/0! | #DIV/0! | #DIV/0! | #DIV/0! | #DIV/0! | #DIV/0! | #DIV/0! | #DIV/0! | #DIV/0! | #DIV/0! | #DIV/0! | #DIV/0! | #DIV/0! | #DIV/0! | #DIV/0! | #DIV/0! | #DIV/0! | #DIV/0!
0 | 0 | 0 | 0 | 0 | 0 | #DIV/0! | #DIV/0! | #DIV/0! | #DIV/0! | #DIV/0! | #DIV/0! | #DIV/0! | #DIV/0! | #DIV/0! | #DIV/0! | #DIV/0! | #DIV/0! | #DIV/0! | #DIV/0! | #DIV/0! | #DIV/0! | #DIV/0! | #DIV/0! | #DIV/0! | #DIV/0! | #DIV/0! | #DIV/0! | #DIV/0! | #DIV/0! | #DIV/0! | #DIV/0! | #DIV/0! | #DIV/0! | [16 empty] | #DIV/0! | #DIV/0! | #DIV/0! | #DIV/0! | #DIV/0! | #DIV/0! | #DIV/0! | #DIV/0! | #DIV/0! | #DIV/0! | #DIV/0! | #DIV/0! | #DIV/0! | #DIV/0! | #DIV/0! | #DIV/0! | #DIV/0! | #DIV/0! | 29.2324 | 20.8766 | 19.4031 | 19.1689 | 19.2538 | 18.4505 | 24.3396 | 22.5059 | #DIV/0! | #DIV/0! | #DIV/0! | #DIV/0! | #DIV/0! | #DIV/0! | #DIV/0! | #DIV/0! | #DIV/0! | #DIV/0! | #DIV/0! | #DIV/0! | #DIV/0! | #DIV/0! | #DIV/0! | #DIV/0! | #DIV/0! | #DIV/0!
(1) sound attenuator of length 1250 mm | #VALUE! | 0 | 0 | 0 | 0 | #VALUE! | #VALUE! | #VALUE! | #VALUE! | #VALUE! | #VALUE! | #VALUE! | #VALUE! | #VALUE! | #VALUE! | #VALUE! | #VALUE! | #VALUE! | #VALUE! | #VALUE! | #VALUE! | #VALUE! | #VALUE! | #VALUE! | #VALUE! | #VALUE! | #VALUE! | #VALUE! | #VALUE! | #VALUE! | #VALUE! | #VALUE! | #VALUE! | [16 empty] | #VALUE! | #VALUE! | #VALUE! | #VALUE! | #VALUE! | #VALUE! | #VALUE! | #VALUE! | #VALUE! | #VALUE! | #VALUE! | #VALUE! | #VALUE! | #VALUE! | #VALUE! | #VALUE! | #VALUE! | #VALUE! | 29.2324 | 20.8766 | 19.4031 | 19.1689 | 19.2538 | 18.4505 | 24.3396 | 22.5059 | #VALUE! | #VALUE! | #VALUE! | #VALUE! | #VALUE! | #VALUE! | #VALUE! | #VALUE! | #VALUE! | #VALUE! | #VALUE! | #VALUE! | #VALUE! | #VALUE! | #VALUE! | #VALUE! | #VALUE! | #VALUE!
(2) pressure loss with open blades | #VALUE! | 0 | 0 | 0 | 0 | #VALUE! | #VALUE! | #VALUE! | #VALUE! | #VALUE! | #VALUE! | #VALUE! | #VALUE! | #VALUE! | #VALUE! | #VALUE! | #VALUE! | #VALUE! | #VALUE! | #VALUE! | #VALUE! | #VALUE! | #VALUE! | #VALUE! | #VALUE! | #VALUE! | #VALUE! | #VALUE! | #VALUE! | #VALUE! | #VALUE! | #VALUE! | #VALUE! | [16 empty] | #VALUE! | #VALUE! | #VALUE! | #VALUE! | #VALUE! | #VALUE! | #VALUE! | #VALUE! | #VALUE! | #VALUE! | #VALUE! | #VALUE! | #VALUE! | #VALUE! | #VALUE! | #VALUE! | #VALUE! | #VALUE! | 29.2324 | 20.8766 | 19.4031 | 19.1689 | 19.2538 | 18.4505 | 24.3396 | 22.5059 | #VALUE! | #VALUE! | #VALUE! | #VALUE! | #VALUE! | #VALUE! | #VALUE! | #VALUE! | #VALUE! | #VALUE! | #VALUE! | #VALUE! | #VALUE! | #VALUE! | #VALUE! | #VALUE! | #VALUE! | #VALUE!
(3) VAV with downstream 3 m unlined duct + 90° bend | #VALUE! | 0 | 0 | 0 | 0 | #VALUE! | #VALUE! | #VALUE! | #VALUE! | #VALUE! | #VALUE! | #VALUE! | #VALUE! | #VALUE! | #VALUE! | #VALUE! | #VALUE! | #VALUE! | #VALUE! | #VALUE! | #VALUE! | #VALUE! | #VALUE! | #VALUE! | #VALUE! | #VALUE! | #VALUE! | #VALUE! | #VALUE! | #VALUE! | #VALUE! | #VALUE! | #VALUE! | [16 empty] | #VALUE! | #VALUE! | #VALUE! | #VALUE! | #VALUE! | #VALUE! | #VALUE! | #VALUE! | #VALUE! | #VALUE! | #VALUE! | #VALUE! | #VALUE! | #VALUE! | #VALUE! | #VALUE! | #VALUE! | #VALUE! | 29.2324 | 20.8766 | 19.4031 | 19.1689 | 19.2538 | 18.4505 | 24.3396 | 22.5059 | #VALUE! | #VALUE! | #VALUE! | #VALUE! | #VALUE! | #VALUE! | #VALUE! | #VALUE! | #VALUE! | #VALUE! | #VALUE! | #VALUE! | #VALUE! | #VALUE! | #VALUE! | #VALUE! | #VALUE! | #VALUE!
#REF! | #REF! | 0 | 0 | 0 | 0 | #REF! | #REF! | #REF! | #REF! | #REF! | #REF! | #REF! | #REF! | #REF! | #REF! | #REF! | #REF! | #REF! | #REF! | #REF! | #REF! | #REF! | #REF! | #REF! | #REF! | #REF! | #REF! | #REF! | #REF! | #REF! | #REF! | #REF! | #REF! | [16 empty] | #REF! | #REF! | #REF! | #REF! | #REF! | #REF! | #REF! | #REF! | #REF! | #REF! | #REF! | #REF! | #REF! | #REF! | #REF! | #REF! | #REF! | #REF! | 29.2324 | 20.8766 | 19.4031 | 19.1689 | 19.2538 | 18.4505 | 24.3396 | 22.5059 | #REF! | #REF! | #REF! | #REF! | #REF! | #REF! | #REF! | #REF! | #REF! | #REF! | #REF! | #REF! | #REF! | #REF! | #REF! | #REF! | #REF! | #REF!
0 | #REF! | 0 | 0 | 0 | 0 | #REF! | #REF! | #REF! | #REF! | #REF! | #REF! | #REF! | #REF! | #REF! | #REF! | #REF! | #REF! | #REF! | #REF! | #REF! | #REF! | #REF! | #REF! | #REF! | #REF! | #REF! | #REF! | #REF! | #REF! | #REF! | #REF! | #REF! | #REF! | [16 empty] | #REF! | #REF! | #REF! | #REF! | #REF! | #REF! | #REF! | #REF! | #REF! | #REF! | #REF! | #REF! | #REF! | #REF! | #REF! | #REF! | #REF! | #REF! | 29.2324 | 20.8766 | 19.4031 | 19.1689 | 19.2538 | 18.4505 | 24.3396 | 22.5059 | #REF! | #REF! | #REF! | #REF! | #REF! | #REF! | #REF! | #REF! | #REF! | #REF! | #REF! | #REF! | #REF! | #REF! | #REF! | #REF! | #REF! | #REF!
0 | 0 | 0 | 0 | 0 | 0 | #DIV/0! | #DIV/0! | #DIV/0! | #DIV/0! | #DIV/0! | #DIV/0! | #DIV/0! | #DIV/0! | #DIV/0! | #DIV/0! | #DIV/0! | #DIV/0! | #DIV/0! | #DIV/0! | #DIV/0! | #DIV/0! | #DIV/0! | #DIV/0! | #DIV/0! | #DIV/0! | #DIV/0! | #DIV/0! | #DIV/0! | #DIV/0! | #DIV/0! | #DIV/0! | #DIV/0! | #DIV/0! | [16 empty] | #DIV/0! | #DIV/0! | #DIV/0! | #DIV/0! | #DIV/0! | #DIV/0! | #DIV/0! | #DIV/0! | #DIV/0! | #DIV/0! | #DIV/0! | #DIV/0! | #DIV/0! | #DIV/0! | #DIV/0! | #DIV/0! | #DIV/0! | #DIV/0! | 29.2324 | 20.8766 | 19.4031 | 19.1689 | 19.2538 | 18.4505 | 24.3396 | 22.5059 | #DIV/0! | #DIV/0! | #DIV/0! | #DIV/0! | #DIV/0! | #DIV/0! | #DIV/0! | #DIV/0! | #DIV/0! | #DIV/0! | #DIV/0! | #DIV/0! | #DIV/0! | #DIV/0! | #DIV/0! | #DIV/0! | #DIV/0! | #DIV/0!
#REF! | #REF! | #REF! | #REF! | #REF! | #REF! | #REF! | #REF! | #REF! | #REF! | #REF! | #REF! | #REF! | #REF! | #REF! | #REF! | #REF! | #REF! | #REF! | #REF! | #REF! | #REF! | #REF! | #REF! | #REF! | #REF! | #REF! | #REF! | #REF! | #REF! | #REF! | #REF! | #REF! | #REF! | [16 empty] | #REF! | #REF! | #REF! | #REF! | #REF! | #REF! | #REF! | #REF! | #REF! | #REF! | #REF! | #REF! | #REF! | #REF! | #REF! | #REF! | #REF! | #REF! | #REF! | #REF! | #REF! | #REF! | #REF! | #REF! | #REF! | #REF! | #REF! | #REF! | #REF! | #REF! | #REF! | #REF! | #REF! | #REF! | #REF! | #REF! | #REF! | #REF! | #REF! | #REF! | #REF! | #REF! | #REF! | #REF!
0 | #REF! | 0 | 0 | 0 | 0 | #REF! | #REF! | #REF! | #REF! | #REF! | #REF! | #REF! | #REF! | #REF! | #REF! | #REF! | #REF! | #REF! | #REF! | #REF! | #REF! | #REF! | #REF! | #REF! | #REF! | #REF! | #REF! | #REF! | #REF! | #REF! | #REF! | #REF! | #REF! | [16 empty] | #REF! | #REF! | #REF! | #REF! | #REF! | #REF! | #REF! | #REF! | #REF! | #REF! | #REF! | #REF! | #REF! | #REF! | #REF! | #REF! | #REF! | #REF! | 29.2324 | 20.8766 | 19.4031 | 19.1689 | 19.2538 | 18.4505 | 24.3396 | 22.5059 | #REF! | #REF! | #REF! | #REF! | #REF! | #REF! | #REF! | #REF! | #REF! | #REF! | #REF! | #REF! | #REF! | #REF! | #REF! | #REF! | #REF! | #REF!
#REF! | #REF! | #REF! | #REF! | #REF! | #REF! | #REF! | #REF! | #REF! | #REF! | #REF! | #REF! | #REF! | #REF! | #REF! | #REF! | #REF! | #REF! | #REF! | #REF! | #REF! | #REF! | #REF! | #REF! | #REF! | #REF! | #REF! | #REF! | #REF! | #REF! | #REF! | #REF! | #REF! | #REF! | [16 empty] | #REF! | #REF! | #REF! | #REF! | #REF! | #REF! | #REF! | #REF! | #REF! | #REF! | #REF! | #REF! | #REF! | #REF! | #REF! | #REF! | #REF! | #REF! | #REF! | #REF! | #REF! | #REF! | #REF! | #REF! | #REF! | #REF! | #REF! | #REF! | #REF! | #REF! | #REF! | #REF! | #REF! | #REF! | #REF! | #REF! | #REF! | #REF! | #REF! | #REF! | #REF! | #REF! | #REF! | #REF!
#REF! | #REF! | #REF! | #REF! | #REF! | #REF! | #REF! | #REF! | #REF! | #REF! | #REF! | #REF! | #REF! | #REF! | #REF! | #REF! | #REF! | #REF! | #REF! | #REF! | #REF! | #REF! | #REF! | #REF! | #REF! | #REF! | #REF! | #REF! | #REF! | #REF! | #REF! | #REF! | #REF! | #REF! | [16 empty] | #REF! | #REF! | #REF! | #REF! | #REF! | #REF! | #REF! | #REF! | #REF! | #REF! | #REF! | #REF! | #REF! | #REF! | #REF! | #REF! | #REF! | #REF! | #REF! | #REF! | #REF! | #REF! | #REF! | #REF! | #REF! | #REF! | #REF! | #REF! | #REF! | #REF! | #REF! | #REF! | #REF! | #REF! | #REF! | #REF! | #REF! | #REF! | #REF! | #REF! | #REF! | #REF! | #REF! | #REF!
0 | #REF! | 0 | 0 | 0 | 0 | #REF! | #REF! | #REF! | #REF! | #REF! | #REF! | #REF! | #REF! | #REF! | #REF! | #REF! | #REF! | #REF! | #REF! | #REF! | #REF! | #REF! | #REF! | #REF! | #REF! | #REF! | #REF! | #REF! | #REF! | #REF! | #REF! | #REF! | #REF! | [16 empty] | #REF! | #REF! | #REF! | #REF! | #REF! | #REF! | #REF! | #REF! | #REF! | #REF! | #REF! | #REF! | #REF! | #REF! | #REF! | #REF! | #REF! | #REF! | 29.2324 | 20.8766 | 19.4031 | 19.1689 | 19.2538 | 18.4505 | 24.3396 | 22.5059 | #REF! | #REF! | #REF! | #REF! | #REF! | #REF! | #REF! | #REF! | #REF! | #REF! | #REF! | #REF! | #REF! | #REF! | #REF! | #REF! | #REF! | #REF!
0 | 0 | 0 | 0 | 0 | 0 | #DIV/0! | #DIV/0! | #DIV/0! | #DIV/0! | #DIV/0! | #DIV/0! | #DIV/0! | #DIV/0! | #DIV/0! | #DIV/0! | #DIV/0! | #DIV/0! | #DIV/0! | #DIV/0! | #DIV/0! | #DIV/0! | #DIV/0! | #DIV/0! | #DIV/0! | #DIV/0! | #DIV/0! | #DIV/0! | #DIV/0! | #DIV/0! | #DIV/0! | #DIV/0! | #DIV/0! | #DIV/0! | [16 empty] | #DIV/0! | #DIV/0! | #DIV/0! | #DIV/0! | #DIV/0! | #DIV/0! | #DIV/0! | #DIV/0! | #DIV/0! | #DIV/0! | #DIV/0! | #DIV/0! | #DIV/0! | #DIV/0! | #DIV/0! | #DIV/0! | #DIV/0! | #DIV/0! | 29.2324 | 20.8766 | 19.4031 | 19.1689 | 19.2538 | 18.4505 | 24.3396 | 22.5059 | #DIV/0! | #DIV/0! | #DIV/0! | #DIV/0! | #DIV/0! | #DIV/0! | #DIV/0! | #DIV/0! | #DIV/0! | #DIV/0! | #DIV/0! | #DIV/0! | #DIV/0! | #DIV/0! | #DIV/0! | #DIV/0! | #DIV/0! | #DIV/0!
0 | 0 | 0 | 0 | 0 | 0 | #DIV/0! | #DIV/0! | #DIV/0! | #DIV/0! | #DIV/0! | #DIV/0! | #DIV/0! | #DIV/0! | #DIV/0! | #DIV/0! | #DIV/0! | #DIV/0! | #DIV/0! | #DIV/0! | #DIV/0! | #DIV/0! | #DIV/0! | #DIV/0! | #DIV/0! | #DIV/0! | #DIV/0! | #DIV/0! | #DIV/0! | #DIV/0! | #DIV/0! | #DIV/0! | #DIV/0! | #DIV/0! | [16 empty] | #DIV/0! | #DIV/0! | #DIV/0! | #DIV/0! | #DIV/0! | #DIV/0! | #DIV/0! | #DIV/0! | #DIV/0! | #DIV/0! | #DIV/0! | #DIV/0! | #DIV/0! | #DIV/0! | #DIV/0! | #DIV/0! | #DIV/0! | #DIV/0! | 29.2324 | 20.8766 | 19.4031 | 19.1689 | 19.2538 | 18.4505 | 24.3396 | 22.5059 | #DIV/0! | #DIV/0! | #DIV/0! | #DIV/0! | #DIV/0! | #DIV/0! | #DIV/0! | #DIV/0! | #DIV/0! | #DIV/0! | #DIV/0! | #DIV/0! | #DIV/0! | #DIV/0! | #DIV/0! | #DIV/0! | #DIV/0! | #DIV/0!
0 | 0 | 0 | 0 | 0 | 0 | #DIV/0! | #DIV/0! | #DIV/0! | #DIV/0! | #DIV/0! | #DIV/0! | #DIV/0! | #DIV/0! | #DIV/0! | #DIV/0! | #DIV/0! | #DIV/0! | #DIV/0! | #DIV/0! | #DIV/0! | #DIV/0! | #DIV/0! | #DIV/0! | #DIV/0! | #DIV/0! | #DIV/0! | #DIV/0! | #DIV/0! | #DIV/0! | #DIV/0! | #DIV/0! | #DIV/0! | #DIV/0! | [16 empty] | #DIV/0! | #DIV/0! | #DIV/0! | #DIV/0! | #DIV/0! | #DIV/0! | #DIV/0! | #DIV/0! | #DIV/0! | #DIV/0! | #DIV/0! | #DIV/0! | #DIV/0! | #DIV/0! | #DIV/0! | #DIV/0! | #DIV/0! | #DIV/0! | 29.2324 | 20.8766 | 19.4031 | 19.1689 | 19.2538 | 18.4505 | 24.3396 | 22.5059 | #DIV/0! | #DIV/0! | #DIV/0! | #DIV/0! | #DIV/0! | #DIV/0! | #DIV/0! | #DIV/0! | #DIV/0! | #DIV/0! | #DIV/0! | #DIV/0! | #DIV/0! | #DIV/0! | #DIV/0! | #DIV/0! | #DIV/0! | #DIV/0!
0 | 0 | 0 | 0 | 0 | 0 | #DIV/0! | #DIV/0! | #DIV/0! | #DIV/0! | #DIV/0! | #DIV/0! | #DIV/0! | #DIV/0! | #DIV/0! | #DIV/0! | #DIV/0! | #DIV/0! | #DIV/0! | #DIV/0! | #DIV/0! | #DIV/0! | #DIV/0! | #DIV/0! | #DIV/0! | #DIV/0! | #DIV/0! | #DIV/0! | #DIV/0! | #DIV/0! | #DIV/0! | #DIV/0! | #DIV/0! | #DIV/0! | [16 empty] | #DIV/0! | #DIV/0! | #DIV/0! | #DIV/0! | #DIV/0! | #DIV/0! | #DIV/0! | #DIV/0! | #DIV/0! | #DIV/0! | #DIV/0! | #DIV/0! | #DIV/0! | #DIV/0! | #DIV/0! | #DIV/0! | #DIV/0! | #DIV/0! | 29.2324 | 20.8766 | 19.4031 | 19.1689 | 19.2538 | 18.4505 | 24.3396 | 22.5059 | #DIV/0! | #DIV/0! | #DIV/0! | #DIV/0! | #DIV/0! | #DIV/0! | #DIV/0! | #DIV/0! | #DIV/0! | #DIV/0! | #DIV/0! | #DIV/0! | #DIV/0! | #DIV/0! | #DIV/0! | #DIV/0! | #DIV/0! | #DIV/0!
0 | 0 | 0 | 0 | 0 | 0 | #DIV/0! | #DIV/0! | #DIV/0! | #DIV/0! | #DIV/0! | #DIV/0! | #DIV/0! | #DIV/0! | #DIV/0! | #DIV/0! | #DIV/0! | #DIV/0! | #DIV/0! | #DIV/0! | #DIV/0! | #DIV/0! | #DIV/0! | #DIV/0! | #DIV/0! | #DIV/0! | #DIV/0! | #DIV/0! | #DIV/0! | #DIV/0! | #DIV/0! | #DIV/0! | #DIV/0! | #DIV/0! | [16 empty] | #DIV/0! | #DIV/0! | #DIV/0! | #DIV/0! | #DIV/0! | #DIV/0! | #DIV/0! | #DIV/0! | #DIV/0! | #DIV/0! | #DIV/0! | #DIV/0! | #DIV/0! | #DIV/0! | #DIV/0! | #DIV/0! | #DIV/0! | #DIV/0! | 29.2324 | 20.8766 | 19.4031 | 19.1689 | 19.2538 | 18.4505 | 24.3396 | 22.5059 | #DIV/0! | #DIV/0! | #DIV/0! | #DIV/0! | #DIV/0! | #DIV/0! | #DIV/0! | #DIV/0! | #DIV/0! | #DIV/0! | #DIV/0! | #DIV/0! | #DIV/0! | #DIV/0! | #DIV/0! | #DIV/0! | #DIV/0! | #DIV/0!
0 | 0 | 0 | 0 | 0 | 0 | #DIV/0! | #DIV/0! | #DIV/0! | #DIV/0! | #DIV/0! | #DIV/0! | #DIV/0! | #DIV/0! | #DIV/0! | #DIV/0! | #DIV/0! | #DIV/0! | #DIV/0! | #DIV/0! | #DIV/0! | #DIV/0! | #DIV/0! | #DIV/0! | #DIV/0! | #DIV/0! | #DIV/0! | #DIV/0! | #DIV/0! | #DIV/0! | #DIV/0! | #DIV/0! | #DIV/0! | #DIV/0! | [16 empty] | #DIV/0! | #DIV/0! | #DIV/0! | #DIV/0! | #DIV/0! | #DIV/0! | #DIV/0! | #DIV/0! | #DIV/0! | #DIV/0! | #DIV/0! | #DIV/0! | #DIV/0! | #DIV/0! | #DIV/0! | #DIV/0! | #DIV/0! | #DIV/0! | 29.2324 | 20.8766 | 19.4031 | 19.1689 | 19.2538 | 18.4505 | 24.3396 | 22.5059 | #DIV/0! | #DIV/0! | #DIV/0! | #DIV/0! | #DIV/0! | #DIV/0! | #DIV/0! | #DIV/0! | #DIV/0! | #DIV/0! | #DIV/0! | #DIV/0! | #DIV/0! | #DIV/0! | #DIV/0! | #DIV/0! | #DIV/0! | #DIV/0!
0 | 0 | 0 | 0 | 0 | 0 | #DIV/0! | #DIV/0! | #DIV/0! | #DIV/0! | #DIV/0! | #DIV/0! | #DIV/0! | #DIV/0! | #DIV/0! | #DIV/0! | #DIV/0! | #DIV/0! | #DIV/0! | #DIV/0! | #DIV/0! | #DIV/0! | #DIV/0! | #DIV/0! | #DIV/0! | #DIV/0! | #DIV/0! | #DIV/0! | #DIV/0! | #DIV/0! | #DIV/0! | #DIV/0! | #DIV/0! | #DIV/0! | [16 empty] | #DIV/0! | #DIV/0! | #DIV/0! | #DIV/0! | #DIV/0! | #DIV/0! | #DIV/0! | #DIV/0! | #DIV/0! | #DIV/0! | #DIV/0! | #DIV/0! | #DIV/0! | #DIV/0! | #DIV/0! | #DIV/0! | #DIV/0! | #DIV/0! | 29.2324 | 20.8766 | 19.4031 | 19.1689 | 19.2538 | 18.4505 | 24.3396 | 22.5059 | #DIV/0! | #DIV/0! | #DIV/0! | #DIV/0! | #DIV/0! | #DIV/0! | #DIV/0! | #DIV/0! | #DIV/0! | #DIV/0! | #DIV/0! | #DIV/0! | #DIV/0! | #DIV/0! | #DIV/0! | #DIV/0! | #DIV/0! | #DIV/0!
0 | 0 | 0 | 0 | 0 | 0 | #DIV/0! | #DIV/0! | #DIV/0! | #DIV/0! | #DIV/0! | #DIV/0! | #DIV/0! | #DIV/0! | #DIV/0! | #DIV/0! | #DIV/0! | #DIV/0! | #DIV/0! | #DIV/0! | #DIV/0! | #DIV/0! | #DIV/0! | #DIV/0! | #DIV/0! | #DIV/0! | #DIV/0! | #DIV/0! | #DIV/0! | #DIV/0! | #DIV/0! | #DIV/0! | #DIV/0! | #DIV/0! | [16 empty] | #DIV/0! | #DIV/0! | #DIV/0! | #DIV/0! | #DIV/0! | #DIV/0! | #DIV/0! | #DIV/0! | #DIV/0! | #DIV/0! | #DIV/0! | #DIV/0! | #DIV/0! | #DIV/0! | #DIV/0! | #DIV/0! | #DIV/0! | #DIV/0! | 29.2324 | 20.8766 | 19.4031 | 19.1689 | 19.2538 | 18.4505 | 24.3396 | 22.5059 | #DIV/0! | #DIV/0! | #DIV/0! | #DIV/0! | #DIV/0! | #DIV/0! | #DIV/0! | #DIV/0! | #DIV/0! | #DIV/0! | #DIV/0! | #DIV/0! | #DIV/0! | #DIV/0! | #DIV/0! | #DIV/0! | #DIV/0! | #DIV/0!
0 | 0 | 0 | 0 | 0 | 0 | #DIV/0! | #DIV/0! | #DIV/0! | #DIV/0! | #DIV/0! | #DIV/0! | #DIV/0! | #DIV/0! | #DIV/0! | #DIV/0! | #DIV/0! | #DIV/0! | #DIV/0! | #DIV/0! | #DIV/0! | #DIV/0! | #DIV/0! | #DIV/0! | #DIV/0! | #DIV/0! | #DIV/0! | #DIV/0! | #DIV/0! | #DIV/0! | #DIV/0! | #DIV/0! | #DIV/0! | #DIV/0! | [16 empty] | #DIV/0! | #DIV/0! | #DIV/0! | #DIV/0! | #DIV/0! | #DIV/0! | #DIV/0! | #DIV/0! | #DIV/0! | #DIV/0! | #DIV/0! | #DIV/0! | #DIV/0! | #DIV/0! | #DIV/0! | #DIV/0! | #DIV/0! | #DIV/0! | 29.2324 | 20.8766 | 19.4031 | 19.1689 | 19.2538 | 18.4505 | 24.3396 | 22.5059 | #DIV/0! | #DIV/0! | #DIV/0! | #DIV/0! | #DIV/0! | #DIV/0! | #DIV/0! | #DIV/0! | #DIV/0! | #DIV/0! | #DIV/0! | #DIV/0! | #DIV/0! | #DIV/0! | #DIV/0! | #DIV/0! | #DIV/0! | #DIV/0!
0 | 0 | 0 | 0 | 0 | 0 | #DIV/0! | #DIV/0! | #DIV/0! | #DIV/0! | #DIV/0! | #DIV/0! | #DIV/0! | #DIV/0! | #DIV/0! | #DIV/0! | #DIV/0! | #DIV/0! | #DIV/0! | #DIV/0! | #DIV/0! | #DIV/0! | #DIV/0! | #DIV/0! | #DIV/0! | #DIV/0! | #DIV/0! | #DIV/0! | #DIV/0! | #DIV/0! | #DIV/0! | #DIV/0! | #DIV/0! | #DIV/0! | [16 empty] | #DIV/0! | #DIV/0! | #DIV/0! | #DIV/0! | #DIV/0! | #DIV/0! | #DIV/0! | #DIV/0! | #DIV/0! | #DIV/0! | #DIV/0! | #DIV/0! | #DIV/0! | #DIV/0! | #DIV/0! | #DIV/0! | #DIV/0! | #DIV/0! | 29.2324 | 20.8766 | 19.4031 | 19.1689 | 19.2538 | 18.4505 | 24.3396 | 22.5059 | #DIV/0! | #DIV/0! | #DIV/0! | #DIV/0! | #DIV/0! | #DIV/0! | #DIV/0! | #DIV/0! | #DIV/0! | #DIV/0! | #DIV/0! | #DIV/0! | #DIV/0! | #DIV/0! | #DIV/0! | #DIV/0! | #DIV/0! | #DIV/0!
0 | 0 | 0 | 0 | 0 | 0 | #DIV/0! | #DIV/0! | #DIV/0! | #DIV/0! | #DIV/0! | #DIV/0! | #DIV/0! | #DIV/0! | #DIV/0! | #DIV/0! | #DIV/0! | #DIV/0! | #DIV/0! | #DIV/0! | #DIV/0! | #DIV/0! | #DIV/0! | #DIV/0! | #DIV/0! | #DIV/0! | #DIV/0! | #DIV/0! | #DIV/0! | #DIV/0! | #DIV/0! | #DIV/0! | #DIV/0! | #DIV/0! | [16 empty] | #DIV/0! | #DIV/0! | #DIV/0! | #DIV/0! | #DIV/0! | #DIV/0! | #DIV/0! | #DIV/0! | #DIV/0! | #DIV/0! | #DIV/0! | #DIV/0! | #DIV/0! | #DIV/0! | #DIV/0! | #DIV/0! | #DIV/0! | #DIV/0! | 29.2324 | 20.8766 | 19.4031 | 19.1689 | 19.2538 | 18.4505 | 24.3396 | 22.5059 | #DIV/0! | #DIV/0! | #DIV/0! | #DIV/0! | #DIV/0! | #DIV/0! | #DIV/0! | #DIV/0! | #DIV/0! | #DIV/0! | #DIV/0! | #DIV/0! | #DIV/0! | #DIV/0! | #DIV/0! | #DIV/0! | #DIV/0! | #DIV/0!
0 | 0 | 0 | 0 | 0 | 0 | #DIV/0! | #DIV/0! | #DIV/0! | #DIV/0! | #DIV/0! | #DIV/0! | #DIV/0! | #DIV/0! | #DIV/0! | #DIV/0! | #DIV/0! | #DIV/0! | #DIV/0! | #DIV/0! | #DIV/0! | #DIV/0! | #DIV/0! | #DIV/0! | #DIV/0! | #DIV/0! | #DIV/0! | #DIV/0! | #DIV/0! | #DIV/0! | #DIV/0! | #DIV/0! | #DIV/0! | #DIV/0! | [16 empty] | #DIV/0! | #DIV/0! | #DIV/0! | #DIV/0! | #DIV/0! | #DIV/0! | #DIV/0! | #DIV/0! | #DIV/0! | #DIV/0! | #DIV/0! | #DIV/0! | #DIV/0! | #DIV/0! | #DIV/0! | #DIV/0! | #DIV/0! | #DIV/0! | 29.2324 | 20.8766 | 19.4031 | 19.1689 | 19.2538 | 18.4505 | 24.3396 | 22.5059 | #DIV/0! | #DIV/0! | #DIV/0! | #DIV/0! | #DIV/0! | #DIV/0! | #DIV/0! | #DIV/0! | #DIV/0! | #DIV/0! | #DIV/0! | #DIV/0! | #DIV/0! | #DIV/0! | #DIV/0! | #DIV/0! | #DIV/0! | #DIV/0!
0 | 0 | 0 | 0 | 0 | 0 | #DIV/0! | #DIV/0! | #DIV/0! | #DIV/0! | #DIV/0! | #DIV/0! | #DIV/0! | #DIV/0! | #DIV/0! | #DIV/0! | #DIV/0! | #DIV/0! | #DIV/0! | #DIV/0! | #DIV/0! | #DIV/0! | #DIV/0! | #DIV/0! | #DIV/0! | #DIV/0! | #DIV/0! | #DIV/0! | #DIV/0! | #DIV/0! | #DIV/0! | #DIV/0! | #DIV/0! | #DIV/0! | [16 empty] | #DIV/0! | #DIV/0! | #DIV/0! | #DIV/0! | #DIV/0! | #DIV/0! | #DIV/0! | #DIV/0! | #DIV/0! | #DIV/0! | #DIV/0! | #DIV/0! | #DIV/0! | #DIV/0! | #DIV/0! | #DIV/0! | #DIV/0! | #DIV/0! | 29.2324 | 20.8766 | 19.4031 | 19.1689 | 19.2538 | 18.4505 | 24.3396 | 22.5059 | #DIV/0! | #DIV/0! | #DIV/0! | #DIV/0! | #DIV/0! | #DIV/0! | #DIV/0! | #DIV/0! | #DIV/0! | #DIV/0! | #DIV/0! | #DIV/0! | #DIV/0! | #DIV/0! | #DIV/0! | #DIV/0! | #DIV/0! | #DIV/0!
0 | 0 | 0 | 0 | 0 | 0 | #DIV/0! | #DIV/0! | #DIV/0! | #DIV/0! | #DIV/0! | #DIV/0! | #DIV/0! | #DIV/0! | #DIV/0! | #DIV/0! | #DIV/0! | #DIV/0! | #DIV/0! | #DIV/0! | #DIV/0! | #DIV/0! | #DIV/0! | #DIV/0! | #DIV/0! | #DIV/0! | #DIV/0! | #DIV/0! | #DIV/0! | #DIV/0! | #DIV/0! | #DIV/0! | #DIV/0! | #DIV/0! | [16 empty] | #DIV/0! | #DIV/0! | #DIV/0! | #DIV/0! | #DIV/0! | #DIV/0! | #DIV/0! | #DIV/0! | #DIV/0! | #DIV/0! | #DIV/0! | #DIV/0! | #DIV/0! | #DIV/0! | #DIV/0! | #DIV/0! | #DIV/0! | #DIV/0! | 29.2324 | 20.8766 | 19.4031 | 19.1689 | 19.2538 | 18.4505 | 24.3396 | 22.5059 | #DIV/0! | #DIV/0! | #DIV/0! | #DIV/0! | #DIV/0! | #DIV/0! | #DIV/0! | #DIV/0! | #DIV/0! | #DIV/0! | #DIV/0! | #DIV/0! | #DIV/0! | #DIV/0! | #DIV/0! | #DIV/0! | #DIV/0! | #DIV/0!
0 | 0 | 0 | 0 | 0 | 0 | #DIV/0! | #DIV/0! | #DIV/0! | #DIV/0! | #DIV/0! | #DIV/0! | #DIV/0! | #DIV/0! | #DIV/0! | #DIV/0! | #DIV/0! | #DIV/0! | #DIV/0! | #DIV/0! | #DIV/0! | #DIV/0! | #DIV/0! | #DIV/0! | #DIV/0! | #DIV/0! | #DIV/0! | #DIV/0! | #DIV/0! | #DIV/0! | #DIV/0! | #DIV/0! | #DIV/0! | #DIV/0! | [16 empty] | #DIV/0! | #DIV/0! | #DIV/0! | #DIV/0! | #DIV/0! | #DIV/0! | #DIV/0! | #DIV/0! | #DIV/0! | #DIV/0! | #DIV/0! | #DIV/0! | #DIV/0! | #DIV/0! | #DIV/0! | #DIV/0! | #DIV/0! | #DIV/0! | 29.2324 | 20.8766 | 19.4031 | 19.1689 | 19.2538 | 18.4505 | 24.3396 | 22.5059 | #DIV/0! | #DIV/0! | #DIV/0! | #DIV/0! | #DIV/0! | #DIV/0! | #DIV/0! | #DIV/0! | #DIV/0! | #DIV/0! | #DIV/0! | #DIV/0! | #DIV/0! | #DIV/0! | #DIV/0! | #DIV/0! | #DIV/0! | #DIV/0!
0 | 0 | 0 | 0 | 0 | 0 | #DIV/0! | #DIV/0! | #DIV/0! | #DIV/0! | #DIV/0! | #DIV/0! | #DIV/0! | #DIV/0! | #DIV/0! | #DIV/0! | #DIV/0! | #DIV/0! | #DIV/0! | #DIV/0! | #DIV/0! | #DIV/0! | #DIV/0! | #DIV/0! | #DIV/0! | #DIV/0! | #DIV/0! | #DIV/0! | #DIV/0! | #DIV/0! | #DIV/0! | #DIV/0! | #DIV/0! | #DIV/0! | [16 empty] | #DIV/0! | #DIV/0! | #DIV/0! | #DIV/0! | #DIV/0! | #DIV/0! | #DIV/0! | #DIV/0! | #DIV/0! | #DIV/0! | #DIV/0! | #DIV/0! | #DIV/0! | #DIV/0! | #DIV/0! | #DIV/0! | #DIV/0! | #DIV/0! | 29.2324 | 20.8766 | 19.4031 | 19.1689 | 19.2538 | 18.4505 | 24.3396 | 22.5059 | #DIV/0! | #DIV/0! | #DIV/0! | #DIV/0! | #DIV/0! | #DIV/0! | #DIV/0! | #DIV/0! | #DIV/0! | #DIV/0! | #DIV/0! | #DIV/0! | #DIV/0! | #DIV/0! | #DIV/0! | #DIV/0! | #DIV/0! | #DIV/0!
0 | 0 | 0 | 0 | 0 | 0 | #DIV/0! | #DIV/0! | #DIV/0! | #DIV/0! | #DIV/0! | #DIV/0! | #DIV/0! | #DIV/0! | #DIV/0! | #DIV/0! | #DIV/0! | #DIV/0! | #DIV/0! | #DIV/0! | #DIV/0! | #DIV/0! | #DIV/0! | #DIV/0! | #DIV/0! | #DIV/0! | #DIV/0! | #DIV/0! | #DIV/0! | #DIV/0! | #DIV/0! | #DIV/0! | #DIV/0! | #DIV/0! | [16 empty] | #DIV/0! | #DIV/0! | #DIV/0! | #DIV/0! | #DIV/0! | #DIV/0! | #DIV/0! | #DIV/0! | #DIV/0! | #DIV/0! | #DIV/0! | #DIV/0! | #DIV/0! | #DIV/0! | #DIV/0! | #DIV/0! | #DIV/0! | #DIV/0! | 29.2324 | 20.8766 | 19.4031 | 19.1689 | 19.2538 | 18.4505 | 24.3396 | 22.5059 | #DIV/0! | #DIV/0! | #DIV/0! | #DIV/0! | #DIV/0! | #DIV/0! | #DIV/0! | #DIV/0! | #DIV/0! | #DIV/0! | #DIV/0! | #DIV/0! | #DIV/0! | #DIV/0! | #DIV/0! | #DIV/0! | #DIV/0! | #DIV/0!
0 | 0 | 0 | 0 | 0 | 0 | #DIV/0! | #DIV/0! | #DIV/0! | #DIV/0! | #DIV/0! | #DIV/0! | #DIV/0! | #DIV/0! | #DIV/0! | #DIV/0! | #DIV/0! | #DIV/0! | #DIV/0! | #DIV/0! | #DIV/0! | #DIV/0! | #DIV/0! | #DIV/0! | #DIV/0! | #DIV/0! | #DIV/0! | #DIV/0! | #DIV/0! | #DIV/0! | #DIV/0! | #DIV/0! | #DIV/0! | #DIV/0! | [16 empty] | #DIV/0! | #DIV/0! | #DIV/0! | #DIV/0! | #DIV/0! | #DIV/0! | #DIV/0! | #DIV/0! | #DIV/0! | #DIV/0! | #DIV/0! | #DIV/0! | #DIV/0! | #DIV/0! | #DIV/0! | #DIV/0! | #DIV/0! | #DIV/0! | 29.2324 | 20.8766 | 19.4031 | 19.1689 | 19.2538 | 18.4505 | 24.3396 | 22.5059 | #DIV/0! | #DIV/0! | #DIV/0! | #DIV/0! | #DIV/0! | #DIV/0! | #DIV/0! | #DIV/0! | #DIV/0! | #DIV/0! | #DIV/0! | #DIV/0! | #DIV/0! | #DIV/0! | #DIV/0! | #DIV/0! | #DIV/0! | #DIV/0!
0 | 0 | 0 | 0 | 0 | 0 | #DIV/0! | #DIV/0! | #DIV/0! | #DIV/0! | #DIV/0! | #DIV/0! | #DIV/0! | #DIV/0! | #DIV/0! | #DIV/0! | #DIV/0! | #DIV/0! | #DIV/0! | #DIV/0! | #DIV/0! | #DIV/0! | #DIV/0! | #DIV/0! | #DIV/0! | #DIV/0! | #DIV/0! | #DIV/0! | #DIV/0! | #DIV/0! | #DIV/0! | #DIV/0! | #DIV/0! | #DIV/0! | [16 empty] | #DIV/0! | #DIV/0! | #DIV/0! | #DIV/0! | #DIV/0! | #DIV/0! | #DIV/0! | #DIV/0! | #DIV/0! | #DIV/0! | #DIV/0! | #DIV/0! | #DIV/0! | #DIV/0! | #DIV/0! | #DIV/0! | #DIV/0! | #DIV/0! | 29.2324 | 20.8766 | 19.4031 | 19.1689 | 19.2538 | 18.4505 | 24.3396 | 22.5059 | #DIV/0! | #DIV/0! | #DIV/0! | #DIV/0! | #DIV/0! | #DIV/0! | #DIV/0! | #DIV/0! | #DIV/0! | #DIV/0! | #DIV/0! | #DIV/0! | #DIV/0! | #DIV/0! | #DIV/0! | #DIV/0! | #DIV/0! | #DIV/0!
0 | 0 | 0 | 0 | 0 | 0 | #DIV/0! | #DIV/0! | #DIV/0! | #DIV/0! | #DIV/0! | #DIV/0! | #DIV/0! | #DIV/0! | #DIV/0! | #DIV/0! | #DIV/0! | #DIV/0! | #DIV/0! | #DIV/0! | #DIV/0! | #DIV/0! | #DIV/0! | #DIV/0! | #DIV/0! | #DIV/0! | #DIV/0! | #DIV/0! | #DIV/0! | #DIV/0! | #DIV/0! | #DIV/0! | #DIV/0! | #DIV/0! | [16 empty] | #DIV/0! | #DIV/0! | #DIV/0! | #DIV/0! | #DIV/0! | #DIV/0! | #DIV/0! | #DIV/0! | #DIV/0! | #DIV/0! | #DIV/0! | #DIV/0! | #DIV/0! | #DIV/0! | #DIV/0! | #DIV/0! | #DIV/0! | #DIV/0! | 29.2324 | 20.8766 | 19.4031 | 19.1689 | 19.2538 | 18.4505 | 24.3396 | 22.5059 | #DIV/0! | #DIV/0! | #DIV/0! | #DIV/0! | #DIV/0! | #DIV/0! | #DIV/0! | #DIV/0! | #DIV/0! | #DIV/0! | #DIV/0! | #DIV/0! | #DIV/0! | #DIV/0! | #DIV/0! | #DIV/0! | #DIV/0! | #DIV/0!
0 | 0 | 0 | 0 | 0 | 0 | #DIV/0! | #DIV/0! | #DIV/0! | #DIV/0! | #DIV/0! | #DIV/0! | #DIV/0! | #DIV/0! | #DIV/0! | #DIV/0! | #DIV/0! | #DIV/0! | #DIV/0! | #DIV/0! | #DIV/0! | #DIV/0! | #DIV/0! | #DIV/0! | #DIV/0! | #DIV/0! | #DIV/0! | #DIV/0! | #DIV/0! | #DIV/0! | #DIV/0! | #DIV/0! | #DIV/0! | #DIV/0! | [16 empty] | #DIV/0! | #DIV/0! | #DIV/0! | #DIV/0! | #DIV/0! | #DIV/0! | #DIV/0! | #DIV/0! | #DIV/0! | #DIV/0! | #DIV/0! | #DIV/0! | #DIV/0! | #DIV/0! | #DIV/0! | #DIV/0! | #DIV/0! | #DIV/0! | 29.2324 | 20.8766 | 19.4031 | 19.1689 | 19.2538 | 18.4505 | 24.3396 | 22.5059 | #DIV/0! | #DIV/0! | #DIV/0! | #DIV/0! | #DIV/0! | #DIV/0! | #DIV/0! | #DIV/0! | #DIV/0! | #DIV/0! | #DIV/0! | #DIV/0! | #DIV/0! | #DIV/0! | #DIV/0! | #DIV/0! | #DIV/0! | #DIV/0!
0 | 0 | 0 | 0 | 0 | 0 | #DIV/0! | #DIV/0! | #DIV/0! | #DIV/0! | #DIV/0! | #DIV/0! | #DIV/0! | #DIV/0! | #DIV/0! | #DIV/0! | #DIV/0! | #DIV/0! | #DIV/0! | #DIV/0! | #DIV/0! | #DIV/0! | #DIV/0! | #DIV/0! | #DIV/0! | #DIV/0! | #DIV/0! | #DIV/0! | #DIV/0! | #DIV/0! | #DIV/0! | #DIV/0! | #DIV/0! | #DIV/0! | [16 empty] | #DIV/0! | #DIV/0! | #DIV/0! | #DIV/0! | #DIV/0! | #DIV/0! | #DIV/0! | #DIV/0! | #DIV/0! | #DIV/0! | #DIV/0! | #DIV/0! | #DIV/0! | #DIV/0! | #DIV/0! | #DIV/0! | #DIV/0! | #DIV/0! | 29.2324 | 20.8766 | 19.4031 | 19.1689 | 19.2538 | 18.4505 | 24.3396 | 22.5059 | #DIV/0! | #DIV/0! | #DIV/0! | #DIV/0! | #DIV/0! | #DIV/0! | #DIV/0! | #DIV/0! | #DIV/0! | #DIV/0! | #DIV/0! | #DIV/0! | #DIV/0! | #DIV/0! | #DIV/0! | #DIV/0! | #DIV/0! | #DIV/0!
0 | 0 | 0 | 0 | 0 | 0 | #DIV/0! | #DIV/0! | #DIV/0! | #DIV/0! | #DIV/0! | #DIV/0! | #DIV/0! | #DIV/0! | #DIV/0! | #DIV/0! | #DIV/0! | #DIV/0! | #DIV/0! | #DIV/0! | #DIV/0! | #DIV/0! | #DIV/0! | #DIV/0! | #DIV/0! | #DIV/0! | #DIV/0! | #DIV/0! | #DIV/0! | #DIV/0! | #DIV/0! | #DIV/0! | #DIV/0! | #DIV/0! | [16 empty] | #DIV/0! | #DIV/0! | #DIV/0! | #DIV/0! | #DIV/0! | #DIV/0! | #DIV/0! | #DIV/0! | #DIV/0! | #DIV/0! | #DIV/0! | #DIV/0! | #DIV/0! | #DIV/0! | #DIV/0! | #DIV/0! | #DIV/0! | #DIV/0! | 29.2324 | 20.8766 | 19.4031 | 19.1689 | 19.2538 | 18.4505 | 24.3396 | 22.5059 | #DIV/0! | #DIV/0! | #DIV/0! | #DIV/0! | #DIV/0! | #DIV/0! | #DIV/0! | #DIV/0! | #DIV/0! | #DIV/0! | #DIV/0! | #DIV/0! | #DIV/0! | #DIV/0! | #DIV/0! | #DIV/0! | #DIV/0! | #DIV/0!
0 | 0 | 0 | 0 | 0 | 0 | #DIV/0! | #DIV/0! | #DIV/0! | #DIV/0! | #DIV/0! | #DIV/0! | #DIV/0! | #DIV/0! | #DIV/0! | #DIV/0! | #DIV/0! | #DIV/0! | #DIV/0! | #DIV/0! | #DIV/0! | #DIV/0! | #DIV/0! | #DIV/0! | #DIV/0! | #DIV/0! | #DIV/0! | #DIV/0! | #DIV/0! | #DIV/0! | #DIV/0! | #DIV/0! | #DIV/0! | #DIV/0! | [16 empty] | #DIV/0! | #DIV/0! | #DIV/0! | #DIV/0! | #DIV/0! | #DIV/0! | #DIV/0! | #DIV/0! | #DIV/0! | #DIV/0! | #DIV/0! | #DIV/0! | #DIV/0! | #DIV/0! | #DIV/0! | #DIV/0! | #DIV/0! | #DIV/0! | 29.2324 | 20.8766 | 19.4031 | 19.1689 | 19.2538 | 18.4505 | 24.3396 | 22.5059 | #DIV/0! | #DIV/0! | #DIV/0! | #DIV/0! | #DIV/0! | #DIV/0! | #DIV/0! | #DIV/0! | #DIV/0! | #DIV/0! | #DIV/0! | #DIV/0! | #DIV/0! | #DIV/0! | #DIV/0! | #DIV/0! | #DIV/0! | #DIV/0!
0 | 0 | 0 | 0 | 0 | 0 | #DIV/0! | #DIV/0! | #DIV/0! | #DIV/0! | #DIV/0! | #DIV/0! | #DIV/0! | #DIV/0! | #DIV/0! | #DIV/0! | #DIV/0! | #DIV/0! | #DIV/0! | #DIV/0! | #DIV/0! | #DIV/0! | #DIV/0! | #DIV/0! | #DIV/0! | #DIV/0! | #DIV/0! | #DIV/0! | #DIV/0! | #DIV/0! | #DIV/0! | #DIV/0! | #DIV/0! | #DIV/0! | [16 empty] | #DIV/0! | #DIV/0! | #DIV/0! | #DIV/0! | #DIV/0! | #DIV/0! | #DIV/0! | #DIV/0! | #DIV/0! | #DIV/0! | #DIV/0! | #DIV/0! | #DIV/0! | #DIV/0! | #DIV/0! | #DIV/0! | #DIV/0! | #DIV/0! | 29.2324 | 20.8766 | 19.4031 | 19.1689 | 19.2538 | 18.4505 | 24.3396 | 22.5059 | #DIV/0! | #DIV/0! | #DIV/0! | #DIV/0! | #DIV/0! | #DIV/0! | #DIV/0! | #DIV/0! | #DIV/0! | #DIV/0! | #DIV/0! | #DIV/0! | #DIV/0! | #DIV/0! | #DIV/0! | #DIV/0! | #DIV/0! | #DIV/0!
0 | 0 | 0 | 0 | 0 | 0 | #DIV/0! | #DIV/0! | #DIV/0! | #DIV/0! | #DIV/0! | #DIV/0! | #DIV/0! | #DIV/0! | #DIV/0! | #DIV/0! | #DIV/0! | #DIV/0! | #DIV/0! | #DIV/0! | #DIV/0! | #DIV/0! | #DIV/0! | #DIV/0! | #DIV/0! | #DIV/0! | #DIV/0! | #DIV/0! | #DIV/0! | #DIV/0! | #DIV/0! | #DIV/0! | #DIV/0! | #DIV/0! | [16 empty] | #DIV/0! | #DIV/0! | #DIV/0! | #DIV/0! | #DIV/0! | #DIV/0! | #DIV/0! | #DIV/0! | #DIV/0! | #DIV/0! | #DIV/0! | #DIV/0! | #DIV/0! | #DIV/0! | #DIV/0! | #DIV/0! | #DIV/0! | #DIV/0! | 29.2324 | 20.8766 | 19.4031 | 19.1689 | 19.2538 | 18.4505 | 24.3396 | 22.5059 | #DIV/0! | #DIV/0! | #DIV/0! | #DIV/0! | #DIV/0! | #DIV/0! | #DIV/0! | #DIV/0! | #DIV/0! | #DIV/0! | #DIV/0! | #DIV/0! | #DIV/0! | #DIV/0! | #DIV/0! | #DIV/0! | #DIV/0! | #DIV/0!
0 | 0 | 0 | 0 | 0 | 0 | #DIV/0! | #DIV/0! | #DIV/0! | #DIV/0! | #DIV/0! | #DIV/0! | #DIV/0! | #DIV/0! | #DIV/0! | #DIV/0! | #DIV/0! | #DIV/0! | #DIV/0! | #DIV/0! | #DIV/0! | #DIV/0! | #DIV/0! | #DIV/0! | #DIV/0! | #DIV/0! | #DIV/0! | #DIV/0! | #DIV/0! | #DIV/0! | #DIV/0! | #DIV/0! | #DIV/0! | #DIV/0! | [16 empty] | #DIV/0! | #DIV/0! | #DIV/0! | #DIV/0! | #DIV/0! | #DIV/0! | #DIV/0! | #DIV/0! | #DIV/0! | #DIV/0! | #DIV/0! | #DIV/0! | #DIV/0! | #DIV/0! | #DIV/0! | #DIV/0! | #DIV/0! | #DIV/0! | 29.2324 | 20.8766 | 19.4031 | 19.1689 | 19.2538 | 18.4505 | 24.3396 | 22.5059 | #DIV/0! | #DIV/0! | #DIV/0! | #DIV/0! | #DIV/0! | #DIV/0! | #DIV/0! | #DIV/0! | #DIV/0! | #DIV/0! | #DIV/0! | #DIV/0! | #DIV/0! | #DIV/0! | #DIV/0! | #DIV/0! | #DIV/0! | #DIV/0!
0 | 0 | 0 | 0 | 0 | 0 | #DIV/0! | #DIV/0! | #DIV/0! | #DIV/0! | #DIV/0! | #DIV/0! | #DIV/0! | #DIV/0! | #DIV/0! | #DIV/0! | #DIV/0! | #DIV/0! | #DIV/0! | #DIV/0! | #DIV/0! | #DIV/0! | #DIV/0! | #DIV/0! | #DIV/0! | #DIV/0! | #DIV/0! | #DIV/0! | #DIV/0! | #DIV/0! | #DIV/0! | #DIV/0! | #DIV/0! | #DIV/0! | [16 empty] | #DIV/0! | #DIV/0! | #DIV/0! | #DIV/0! | #DIV/0! | #DIV/0! | #DIV/0! | #DIV/0! | #DIV/0! | #DIV/0! | #DIV/0! | #DIV/0! | #DIV/0! | #DIV/0! | #DIV/0! | #DIV/0! | #DIV/0! | #DIV/0! | 29.2324 | 20.8766 | 19.4031 | 19.1689 | 19.2538 | 18.4505 | 24.3396 | 22.5059 | #DIV/0! | #DIV/0! | #DIV/0! | #DIV/0! | #DIV/0! | #DIV/0! | #DIV/0! | #DIV/0! | #DIV/0! | #DIV/0! | #DIV/0! | #DIV/0! | #DIV/0! | #DIV/0! | #DIV/0! | #DIV/0! | #DIV/0! | #DIV/0!
0 | 0 | 0 | 0 | 0 | 0 | #DIV/0! | #DIV/0! | #DIV/0! | #DIV/0! | #DIV/0! | #DIV/0! | #DIV/0! | #DIV/0! | #DIV/0! | #DIV/0! | #DIV/0! | #DIV/0! | #DIV/0! | #DIV/0! | #DIV/0! | #DIV/0! | #DIV/0! | #DIV/0! | #DIV/0! | #DIV/0! | #DIV/0! | #DIV/0! | #DIV/0! | #DIV/0! | #DIV/0! | #DIV/0! | #DIV/0! | #DIV/0! | [16 empty] | #DIV/0! | #DIV/0! | #DIV/0! | #DIV/0! | #DIV/0! | #DIV/0! | #DIV/0! | #DIV/0! | #DIV/0! | #DIV/0! | #DIV/0! | #DIV/0! | #DIV/0! | #DIV/0! | #DIV/0! | #DIV/0! | #DIV/0! | #DIV/0! | 29.2324 | 20.8766 | 19.4031 | 19.1689 | 19.2538 | 18.4505 | 24.3396 | 22.5059 | #DIV/0! | #DIV/0! | #DIV/0! | #DIV/0! | #DIV/0! | #DIV/0! | #DIV/0! | #DIV/0! | #DIV/0! | #DIV/0! | #DIV/0! | #DIV/0! | #DIV/0! | #DIV/0! | #DIV/0! | #DIV/0! | #DIV/0! | #DIV/0!
0 | 0 | 0 | 0 | 0 | 0 | #DIV/0! | #DIV/0! | #DIV/0! | #DIV/0! | #DIV/0! | #DIV/0! | #DIV/0! | #DIV/0! | #DIV/0! | #DIV/0! | #DIV/0! | #DIV/0! | #DIV/0! | #DIV/0! | #DIV/0! | #DIV/0! | #DIV/0! | #DIV/0! | #DIV/0! | #DIV/0! | #DIV/0! | #DIV/0! | #DIV/0! | #DIV/0! | #DIV/0! | #DIV/0! | #DIV/0! | #DIV/0! | [16 empty] | #DIV/0! | #DIV/0! | #DIV/0! | #DIV/0! | #DIV/0! | #DIV/0! | #DIV/0! | #DIV/0! | #DIV/0! | #DIV/0! | #DIV/0! | #DIV/0! | #DIV/0! | #DIV/0! | #DIV/0! | #DIV/0! | #DIV/0! | #DIV/0! | 29.2324 | 20.8766 | 19.4031 | 19.1689 | 19.2538 | 18.4505 | 24.3396 | 22.5059 | #DIV/0! | #DIV/0! | #DIV/0! | #DIV/0! | #DIV/0! | #DIV/0! | #DIV/0! | #DIV/0! | #DIV/0! | #DIV/0! | #DIV/0! | #DIV/0! | #DIV/0! | #DIV/0! | #DIV/0! | #DIV/0! | #DIV/0! | #DIV/0!
0 | 0 | 0 | 0 | 0 | 0 | #DIV/0! | #DIV/0! | #DIV/0! | #DIV/0! | #DIV/0! | #DIV/0! | #DIV/0! | #DIV/0! | #DIV/0! | #DIV/0! | #DIV/0! | #DIV/0! | #DIV/0! | #DIV/0! | #DIV/0! | #DIV/0! | #DIV/0! | #DIV/0! | #DIV/0! | #DIV/0! | #DIV/0! | #DIV/0! | #DIV/0! | #DIV/0! | #DIV/0! | #DIV/0! | #DIV/0! | #DIV/0! | [16 empty] | #DIV/0! | #DIV/0! | #DIV/0! | #DIV/0! | #DIV/0! | #DIV/0! | #DIV/0! | #DIV/0! | #DIV/0! | #DIV/0! | #DIV/0! | #DIV/0! | #DIV/0! | #DIV/0! | #DIV/0! | #DIV/0! | #DIV/0! | #DIV/0! | 29.2324 | 20.8766 | 19.4031 | 19.1689 | 19.2538 | 18.4505 | 24.3396 | 22.5059 | #DIV/0! | #DIV/0! | #DIV/0! | #DIV/0! | #DIV/0! | #DIV/0! | #DIV/0! | #DIV/0! | #DIV/0! | #DIV/0! | #DIV/0! | #DIV/0! | #DIV/0! | #DIV/0! | #DIV/0! | #DIV/0! | #DIV/0! | #DIV/0!
0 | 0 | 0 | 0 | 0 | 0 | #DIV/0! | #DIV/0! | #DIV/0! | #DIV/0! | #DIV/0! | #DIV/0! | #DIV/0! | #DIV/0! | #DIV/0! | #DIV/0! | #DIV/0! | #DIV/0! | #DIV/0! | #DIV/0! | #DIV/0! | #DIV/0! | #DIV/0! | #DIV/0! | #DIV/0! | #DIV/0! | #DIV/0! | #DIV/0! | #DIV/0! | #DIV/0! | #DIV/0! | #DIV/0! | #DIV/0! | #DIV/0! | [16 empty] | #DIV/0! | #DIV/0! | #DIV/0! | #DIV/0! | #DIV/0! | #DIV/0! | #DIV/0! | #DIV/0! | #DIV/0! | #DIV/0! | #DIV/0! | #DIV/0! | #DIV/0! | #DIV/0! | #DIV/0! | #DIV/0! | #DIV/0! | #DIV/0! | 29.2324 | 20.8766 | 19.4031 | 19.1689 | 19.2538 | 18.4505 | 24.3396 | 22.5059 | #DIV/0! | #DIV/0! | #DIV/0! | #DIV/0! | #DIV/0! | #DIV/0! | #DIV/0! | #DIV/0! | #DIV/0! | #DIV/0! | #DIV/0! | #DIV/0! | #DIV/0! | #DIV/0! | #DIV/0! | #DIV/0! | #DIV/0! | #DIV/0!
0 | 0 | 0 | 0 | 0 | 0 | #DIV/0! | #DIV/0! | #DIV/0! | #DIV/0! | #DIV/0! | #DIV/0! | #DIV/0! | #DIV/0! | #DIV/0! | #DIV/0! | #DIV/0! | #DIV/0! | #DIV/0! | #DIV/0! | #DIV/0! | #DIV/0! | #DIV/0! | #DIV/0! | #DIV/0! | #DIV/0! | #DIV/0! | #DIV/0! | #DIV/0! | #DIV/0! | #DIV/0! | #DIV/0! | #DIV/0! | #DIV/0! | [16 empty] | #DIV/0! | #DIV/0! | #DIV/0! | #DIV/0! | #DIV/0! | #DIV/0! | #DIV/0! | #DIV/0! | #DIV/0! | #DIV/0! | #DIV/0! | #DIV/0! | #DIV/0! | #DIV/0! | #DIV/0! | #DIV/0! | #DIV/0! | #DIV/0! | 29.2324 | 20.8766 | 19.4031 | 19.1689 | 19.2538 | 18.4505 | 24.3396 | 22.5059 | #DIV/0! | #DIV/0! | #DIV/0! | #DIV/0! | #DIV/0! | #DIV/0! | #DIV/0! | #DIV/0! | #DIV/0! | #DIV/0! | #DIV/0! | #DIV/0! | #DIV/0! | #DIV/0! | #DIV/0! | #DIV/0! | #DIV/0! | #DIV/0!
0 | 0 | 0 | 0 | 0 | 0 | #DIV/0! | #DIV/0! | #DIV/0! | #DIV/0! | #DIV/0! | #DIV/0! | #DIV/0! | #DIV/0! | #DIV/0! | #DIV/0! | #DIV/0! | #DIV/0! | #DIV/0! | #DIV/0! | #DIV/0! | #DIV/0! | #DIV/0! | #DIV/0! | #DIV/0! | #DIV/0! | #DIV/0! | #DIV/0! | #DIV/0! | #DIV/0! | #DIV/0! | #DIV/0! | #DIV/0! | #DIV/0! | [16 empty] | #DIV/0! | #DIV/0! | #DIV/0! | #DIV/0! | #DIV/0! | #DIV/0! | #DIV/0! | #DIV/0! | #DIV/0! | #DIV/0! | #DIV/0! | #DIV/0! | #DIV/0! | #DIV/0! | #DIV/0! | #DIV/0! | #DIV/0! | #DIV/0! | 29.2324 | 20.8766 | 19.4031 | 19.1689 | 19.2538 | 18.4505 | 24.3396 | 22.5059 | #DIV/0! | #DIV/0! | #DIV/0! | #DIV/0! | #DIV/0! | #DIV/0! | #DIV/0! | #DIV/0! | #DIV/0! | #DIV/0! | #DIV/0! | #DIV/0! | #DIV/0! | #DIV/0! | #DIV/0! | #DIV/0! | #DIV/0! | #DIV/0!
0 | 0 | 0 | 0 | 0 | 0 | #DIV/0! | #DIV/0! | #DIV/0! | #DIV/0! | #DIV/0! | #DIV/0! | #DIV/0! | #DIV/0! | #DIV/0! | #DIV/0! | #DIV/0! | #DIV/0! | #DIV/0! | #DIV/0! | #DIV/0! | #DIV/0! | #DIV/0! | #DIV/0! | #DIV/0! | #DIV/0! | #DIV/0! | #DIV/0! | #DIV/0! | #DIV/0! | #DIV/0! | #DIV/0! | #DIV/0! | #DIV/0! | [16 empty] | #DIV/0! | #DIV/0! | #DIV/0! | #DIV/0! | #DIV/0! | #DIV/0! | #DIV/0! | #DIV/0! | #DIV/0! | #DIV/0! | #DIV/0! | #DIV/0! | #DIV/0! | #DIV/0! | #DIV/0! | #DIV/0! | #DIV/0! | #DIV/0! | 29.2324 | 20.8766 | 19.4031 | 19.1689 | 19.2538 | 18.4505 | 24.3396 | 22.5059 | #DIV/0! | #DIV/0! | #DIV/0! | #DIV/0! | #DIV/0! | #DIV/0! | #DIV/0! | #DIV/0! | #DIV/0! | #DIV/0! | #DIV/0! | #DIV/0! | #DIV/0! | #DIV/0! | #DIV/0! | #DIV/0! | #DIV/0! | #DIV/0!
0 | 0 | 0 | 0 | 0 | 0 | #DIV/0! | #DIV/0! | #DIV/0! | #DIV/0! | #DIV/0! | #DIV/0! | #DIV/0! | #DIV/0! | #DIV/0! | #DIV/0! | #DIV/0! | #DIV/0! | #DIV/0! | #DIV/0! | #DIV/0! | #DIV/0! | #DIV/0! | #DIV/0! | #DIV/0! | #DIV/0! | #DIV/0! | #DIV/0! | #DIV/0! | #DIV/0! | #DIV/0! | #DIV/0! | #DIV/0! | #DIV/0! | [16 empty] | #DIV/0! | #DIV/0! | #DIV/0! | #DIV/0! | #DIV/0! | #DIV/0! | #DIV/0! | #DIV/0! | #DIV/0! | #DIV/0! | #DIV/0! | #DIV/0! | #DIV/0! | #DIV/0! | #DIV/0! | #DIV/0! | #DIV/0! | #DIV/0! | 29.2324 | 20.8766 | 19.4031 | 19.1689 | 19.2538 | 18.4505 | 24.3396 | 22.5059 | #DIV/0! | #DIV/0! | #DIV/0! | #DIV/0! | #DIV/0! | #DIV/0! | #DIV/0! | #DIV/0! | #DIV/0! | #DIV/0! | #DIV/0! | #DIV/0! | #DIV/0! | #DIV/0! | #DIV/0! | #DIV/0! | #DIV/0! | #DIV/0!
0 | 0 | 0 | 0 | 0 | 0 | #DIV/0! | #DIV/0! | #DIV/0! | #DIV/0! | #DIV/0! | #DIV/0! | #DIV/0! | #DIV/0! | #DIV/0! | #DIV/0! | #DIV/0! | #DIV/0! | #DIV/0! | #DIV/0! | #DIV/0! | #DIV/0! | #DIV/0! | #DIV/0! | #DIV/0! | #DIV/0! | #DIV/0! | #DIV/0! | #DIV/0! | #DIV/0! | #DIV/0! | #DIV/0! | #DIV/0! | #DIV/0! | [16 empty] | #DIV/0! | #DIV/0! | #DIV/0! | #DIV/0! | #DIV/0! | #DIV/0! | #DIV/0! | #DIV/0! | #DIV/0! | #DIV/0! | #DIV/0! | #DIV/0! | #DIV/0! | #DIV/0! | #DIV/0! | #DIV/0! | #DIV/0! | #DIV/0! | 29.2324 | 20.8766 | 19.4031 | 19.1689 | 19.2538 | 18.4505 | 24.3396 | 22.5059 | #DIV/0! | #DIV/0! | #DIV/0! | #DIV/0! | #DIV/0! | #DIV/0! | #DIV/0! | #DIV/0! | #DIV/0! | #DIV/0! | #DIV/0! | #DIV/0! | #DIV/0! | #DIV/0! | #DIV/0! | #DIV/0! | #DIV/0! | #DIV/0!
0 | 0 | 0 | 0 | 0 | 0 | #DIV/0! | #DIV/0! | #DIV/0! | #DIV/0! | #DIV/0! | #DIV/0! | #DIV/0! | #DIV/0! | #DIV/0! | #DIV/0! | #DIV/0! | #DIV/0! | #DIV/0! | #DIV/0! | #DIV/0! | #DIV/0! | #DIV/0! | #DIV/0! | #DIV/0! | #DIV/0! | #DIV/0! | #DIV/0! | #DIV/0! | #DIV/0! | #DIV/0! | #DIV/0! | #DIV/0! | #DIV/0! | [16 empty] | #DIV/0! | #DIV/0! | #DIV/0! | #DIV/0! | #DIV/0! | #DIV/0! | #DIV/0! | #DIV/0! | #DIV/0! | #DIV/0! | #DIV/0! | #DIV/0! | #DIV/0! | #DIV/0! | #DIV/0! | #DIV/0! | #DIV/0! | #DIV/0! | 29.2324 | 20.8766 | 19.4031 | 19.1689 | 19.2538 | 18.4505 | 24.3396 | 22.5059 | #DIV/0! | #DIV/0! | #DIV/0! | #DIV/0! | #DIV/0! | #DIV/0! | #DIV/0! | #DIV/0! | #DIV/0! | #DIV/0! | #DIV/0! | #DIV/0! | #DIV/0! | #DIV/0! | #DIV/0! | #DIV/0! | #DIV/0! | #DIV/0!
0 | 0 | 0 | 0 | 0 | 0 | #DIV/0! | #DIV/0! | #DIV/0! | #DIV/0! | #DIV/0! | #DIV/0! | #DIV/0! | #DIV/0! | #DIV/0! | #DIV/0! | #DIV/0! | #DIV/0! | #DIV/0! | #DIV/0! | #DIV/0! | #DIV/0! | #DIV/0! | #DIV/0! | #DIV/0! | #DIV/0! | #DIV/0! | #DIV/0! | #DIV/0! | #DIV/0! | #DIV/0! | #DIV/0! | #DIV/0! | #DIV/0! | [16 empty] | #DIV/0! | #DIV/0! | #DIV/0! | #DIV/0! | #DIV/0! | #DIV/0! | #DIV/0! | #DIV/0! | #DIV/0! | #DIV/0! | #DIV/0! | #DIV/0! | #DIV/0! | #DIV/0! | #DIV/0! | #DIV/0! | #DIV/0! | #DIV/0! | 29.2324 | 20.8766 | 19.4031 | 19.1689 | 19.2538 | 18.4505 | 24.3396 | 22.5059 | #DIV/0! | #DIV/0! | #DIV/0! | #DIV/0! | #DIV/0! | #DIV/0! | #DIV/0! | #DIV/0! | #DIV/0! | #DIV/0! | #DIV/0! | #DIV/0! | #DIV/0! | #DIV/0! | #DIV/0! | #DIV/0! | #DIV/0! | #DIV/0!
0 | 0 | 0 | 0 | 0 | 0 | #DIV/0! | #DIV/0! | #DIV/0! | #DIV/0! | #DIV/0! | #DIV/0! | #DIV/0! | #DIV/0! | #DIV/0! | #DIV/0! | #DIV/0! | #DIV/0! | #DIV/0! | #DIV/0! | #DIV/0! | #DIV/0! | #DIV/0! | #DIV/0! | #DIV/0! | #DIV/0! | #DIV/0! | #DIV/0! | #DIV/0! | #DIV/0! | #DIV/0! | #DIV/0! | #DIV/0! | #DIV/0! | [16 empty] | #DIV/0! | #DIV/0! | #DIV/0! | #DIV/0! | #DIV/0! | #DIV/0! | #DIV/0! | #DIV/0! | #DIV/0! | #DIV/0! | #DIV/0! | #DIV/0! | #DIV/0! | #DIV/0! | #DIV/0! | #DIV/0! | #DIV/0! | #DIV/0! | 29.2324 | 20.8766 | 19.4031 | 19.1689 | 19.2538 | 18.4505 | 24.3396 | 22.5059 | #DIV/0! | #DIV/0! | #DIV/0! | #DIV/0! | #DIV/0! | #DIV/0! | #DIV/0! | #DIV/0! | #DIV/0! | #DIV/0! | #DIV/0! | #DIV/0! | #DIV/0! | #DIV/0! | #DIV/0! | #DIV/0! | #DIV/0! | #DIV/0!
0 | 0 | 0 | 0 | 0 | 0 | #DIV/0! | #DIV/0! | #DIV/0! | #DIV/0! | #DIV/0! | #DIV/0! | #DIV/0! | #DIV/0! | #DIV/0! | #DIV/0! | #DIV/0! | #DIV/0! | #DIV/0! | #DIV/0! | #DIV/0! | #DIV/0! | #DIV/0! | #DIV/0! | #DIV/0! | #DIV/0! | #DIV/0! | #DIV/0! | #DIV/0! | #DIV/0! | #DIV/0! | #DIV/0! | #DIV/0! | #DIV/0! | [16 empty] | #DIV/0! | #DIV/0! | #DIV/0! | #DIV/0! | #DIV/0! | #DIV/0! | #DIV/0! | #DIV/0! | #DIV/0! | #DIV/0! | #DIV/0! | #DIV/0! | #DIV/0! | #DIV/0! | #DIV/0! | #DIV/0! | #DIV/0! | #DIV/0! | 29.2324 | 20.8766 | 19.4031 | 19.1689 | 19.2538 | 18.4505 | 24.3396 | 22.5059 | #DIV/0! | #DIV/0! | #DIV/0! | #DIV/0! | #DIV/0! | #DIV/0! | #DIV/0! | #DIV/0! | #DIV/0! | #DIV/0! | #DIV/0! | #DIV/0! | #DIV/0! | #DIV/0! | #DIV/0! | #DIV/0! | #DIV/0! | #DIV/0!
0 | 0 | 0 | 0 | 0 | 0 | #DIV/0! | #DIV/0! | #DIV/0! | #DIV/0! | #DIV/0! | #DIV/0! | #DIV/0! | #DIV/0! | #DIV/0! | #DIV/0! | #DIV/0! | #DIV/0! | #DIV/0! | #DIV/0! | #DIV/0! | #DIV/0! | #DIV/0! | #DIV/0! | #DIV/0! | #DIV/0! | #DIV/0! | #DIV/0! | #DIV/0! | #DIV/0! | #DIV/0! | #DIV/0! | #DIV/0! | #DIV/0! | [16 empty] | #DIV/0! | #DIV/0! | #DIV/0! | #DIV/0! | #DIV/0! | #DIV/0! | #DIV/0! | #DIV/0! | #DIV/0! | #DIV/0! | #DIV/0! | #DIV/0! | #DIV/0! | #DIV/0! | #DIV/0! | #DIV/0! | #DIV/0! | #DIV/0! | 29.2324 | 20.8766 | 19.4031 | 19.1689 | 19.2538 | 18.4505 | 24.3396 | 22.5059 | #DIV/0! | #DIV/0! | #DIV/0! | #DIV/0! | #DIV/0! | #DIV/0! | #DIV/0! | #DIV/0! | #DIV/0! | #DIV/0! | #DIV/0! | #DIV/0! | #DIV/0! | #DIV/0! | #DIV/0! | #DIV/0! | #DIV/0! | #DIV/0!
0 | 0 | 0 | 0 | 0 | 0 | #DIV/0! | #DIV/0! | #DIV/0! | #DIV/0! | #DIV/0! | #DIV/0! | #DIV/0! | #DIV/0! | #DIV/0! | #DIV/0! | #DIV/0! | #DIV/0! | #DIV/0! | #DIV/0! | #DIV/0! | #DIV/0! | #DIV/0! | #DIV/0! | #DIV/0! | #DIV/0! | #DIV/0! | #DIV/0! | #DIV/0! | #DIV/0! | #DIV/0! | #DIV/0! | #DIV/0! | #DIV/0! | [16 empty] | #DIV/0! | #DIV/0! | #DIV/0! | #DIV/0! | #DIV/0! | #DIV/0! | #DIV/0! | #DIV/0! | #DIV/0! | #DIV/0! | #DIV/0! | #DIV/0! | #DIV/0! | #DIV/0! | #DIV/0! | #DIV/0! | #DIV/0! | #DIV/0! | 29.2324 | 20.8766 | 19.4031 | 19.1689 | 19.2538 | 18.4505 | 24.3396 | 22.5059 | #DIV/0! | #DIV/0! | #DIV/0! | #DIV/0! | #DIV/0! | #DIV/0! | #DIV/0! | #DIV/0! | #DIV/0! | #DIV/0! | #DIV/0! | #DIV/0! | #DIV/0! | #DIV/0! | #DIV/0! | #DIV/0! | #DIV/0! | #DIV/0!
0 | 0 | 0 | 0 | 0 | 0 | #DIV/0! | #DIV/0! | #DIV/0! | #DIV/0! | #DIV/0! | #DIV/0! | #DIV/0! | #DIV/0! | #DIV/0! | #DIV/0! | #DIV/0! | #DIV/0! | #DIV/0! | #DIV/0! | #DIV/0! | #DIV/0! | #DIV/0! | #DIV/0! | #DIV/0! | #DIV/0! | #DIV/0! | #DIV/0! | #DIV/0! | #DIV/0! | #DIV/0! | #DIV/0! | #DIV/0! | #DIV/0! | [16 empty] | #DIV/0! | #DIV/0! | #DIV/0! | #DIV/0! | #DIV/0! | #DIV/0! | #DIV/0! | #DIV/0! | #DIV/0! | #DIV/0! | #DIV/0! | #DIV/0! | #DIV/0! | #DIV/0! | #DIV/0! | #DIV/0! | #DIV/0! | #DIV/0! | 29.2324 | 20.8766 | 19.4031 | 19.1689 | 19.2538 | 18.4505 | 24.3396 | 22.5059 | #DIV/0! | #DIV/0! | #DIV/0! | #DIV/0! | #DIV/0! | #DIV/0! | #DIV/0! | #DIV/0! | #DIV/0! | #DIV/0! | #DIV/0! | #DIV/0! | #DIV/0! | #DIV/0! | #DIV/0! | #DIV/0! | #DIV/0! | #DIV/0!
0 | 0 | 0 | 0 | 0 | 0 | #DIV/0! | #DIV/0! | #DIV/0! | #DIV/0! | #DIV/0! | #DIV/0! | #DIV/0! | #DIV/0! | #DIV/0! | #DIV/0! | #DIV/0! | #DIV/0! | #DIV/0! | #DIV/0! | #DIV/0! | #DIV/0! | #DIV/0! | #DIV/0! | #DIV/0! | #DIV/0! | #DIV/0! | #DIV/0! | #DIV/0! | #DIV/0! | #DIV/0! | #DIV/0! | #DIV/0! | #DIV/0! | [16 empty] | #DIV/0! | #DIV/0! | #DIV/0! | #DIV/0! | #DIV/0! | #DIV/0! | #DIV/0! | #DIV/0! | #DIV/0! | #DIV/0! | #DIV/0! | #DIV/0! | #DIV/0! | #DIV/0! | #DIV/0! | #DIV/0! | #DIV/0! | #DIV/0! | 29.2324 | 20.8766 | 19.4031 | 19.1689 | 19.2538 | 18.4505 | 24.3396 | 22.5059 | #DIV/0! | #DIV/0! | #DIV/0! | #DIV/0! | #DIV/0! | #DIV/0! | #DIV/0! | #DIV/0! | #DIV/0! | #DIV/0! | #DIV/0! | #DIV/0! | #DIV/0! | #DIV/0! | #DIV/0! | #DIV/0! | #DIV/0! | #DIV/0!
0 | 0 | 0 | 0 | 0 | 0 | #DIV/0! | #DIV/0! | #DIV/0! | #DIV/0! | #DIV/0! | #DIV/0! | #DIV/0! | #DIV/0! | #DIV/0! | #DIV/0! | #DIV/0! | #DIV/0! | #DIV/0! | #DIV/0! | #DIV/0! | #DIV/0! | #DIV/0! | #DIV/0! | #DIV/0! | #DIV/0! | #DIV/0! | #DIV/0! | #DIV/0! | #DIV/0! | #DIV/0! | #DIV/0! | #DIV/0! | #DIV/0! | [16 empty] | #DIV/0! | #DIV/0! | #DIV/0! | #DIV/0! | #DIV/0! | #DIV/0! | #DIV/0! | #DIV/0! | #DIV/0! | #DIV/0! | #DIV/0! | #DIV/0! | #DIV/0! | #DIV/0! | #DIV/0! | #DIV/0! | #DIV/0! | #DIV/0! | 29.2324 | 20.8766 | 19.4031 | 19.1689 | 19.2538 | 18.4505 | 24.3396 | 22.5059 | #DIV/0! | #DIV/0! | #DIV/0! | #DIV/0! | #DIV/0! | #DIV/0! | #DIV/0! | #DIV/0! | #DIV/0! | #DIV/0! | #DIV/0! | #DIV/0! | #DIV/0! | #DIV/0! | #DIV/0! | #DIV/0! | #DIV/0! | #DIV/0!
0 | 0 | 0 | 0 | 0 | 0 | #DIV/0! | #DIV/0! | #DIV/0! | #DIV/0! | #DIV/0! | #DIV/0! | #DIV/0! | #DIV/0! | #DIV/0! | #DIV/0! | #DIV/0! | #DIV/0! | #DIV/0! | #DIV/0! | #DIV/0! | #DIV/0! | #DIV/0! | #DIV/0! | #DIV/0! | #DIV/0! | #DIV/0! | #DIV/0! | #DIV/0! | #DIV/0! | #DIV/0! | #DIV/0! | #DIV/0! | #DIV/0! | [16 empty] | #DIV/0! | #DIV/0! | #DIV/0! | #DIV/0! | #DIV/0! | #DIV/0! | #DIV/0! | #DIV/0! | #DIV/0! | #DIV/0! | #DIV/0! | #DIV/0! | #DIV/0! | #DIV/0! | #DIV/0! | #DIV/0! | #DIV/0! | #DIV/0! | 29.2324 | 20.8766 | 19.4031 | 19.1689 | 19.2538 | 18.4505 | 24.3396 | 22.5059 | #DIV/0! | #DIV/0! | #DIV/0! | #DIV/0! | #DIV/0! | #DIV/0! | #DIV/0! | #DIV/0! | #DIV/0! | #DIV/0! | #DIV/0! | #DIV/0! | #DIV/0! | #DIV/0! | #DIV/0! | #DIV/0! | #DIV/0! | #DIV/0!
0 | 0 | 0 | 0 | 0 | 0 | #DIV/0! | #DIV/0! | #DIV/0! | #DIV/0! | #DIV/0! | #DIV/0! | #DIV/0! | #DIV/0! | #DIV/0! | #DIV/0! | #DIV/0! | #DIV/0! | #DIV/0! | #DIV/0! | #DIV/0! | #DIV/0! | #DIV/0! | #DIV/0! | #DIV/0! | #DIV/0! | #DIV/0! | #DIV/0! | #DIV/0! | #DIV/0! | #DIV/0! | #DIV/0! | #DIV/0! | #DIV/0! | [16 empty] | #DIV/0! | #DIV/0! | #DIV/0! | #DIV/0! | #DIV/0! | #DIV/0! | #DIV/0! | #DIV/0! | #DIV/0! | #DIV/0! | #DIV/0! | #DIV/0! | #DIV/0! | #DIV/0! | #DIV/0! | #DIV/0! | #DIV/0! | #DIV/0! | 29.2324 | 20.8766 | 19.4031 | 19.1689 | 19.2538 | 18.4505 | 24.3396 | 22.5059 | #DIV/0! | #DIV/0! | #DIV/0! | #DIV/0! | #DIV/0! | #DIV/0! | #DIV/0! | #DIV/0! | #DIV/0! | #DIV/0! | #DIV/0! | #DIV/0! | #DIV/0! | #DIV/0! | #DIV/0! | #DIV/0! | #DIV/0! | #DIV/0!
0 | 0 | 0 | 0 | 0 | 0 | #DIV/0! | #DIV/0! | #DIV/0! | #DIV/0! | #DIV/0! | #DIV/0! | #DIV/0! | #DIV/0! | #DIV/0! | #DIV/0! | #DIV/0! | #DIV/0! | #DIV/0! | #DIV/0! | #DIV/0! | #DIV/0! | #DIV/0! | #DIV/0! | #DIV/0! | #DIV/0! | #DIV/0! | #DIV/0! | #DIV/0! | #DIV/0! | #DIV/0! | #DIV/0! | #DIV/0! | #DIV/0! | [16 empty] | #DIV/0! | #DIV/0! | #DIV/0! | #DIV/0! | #DIV/0! | #DIV/0! | #DIV/0! | #DIV/0! | #DIV/0! | #DIV/0! | #DIV/0! | #DIV/0! | #DIV/0! | #DIV/0! | #DIV/0! | #DIV/0! | #DIV/0! | #DIV/0! | 29.2324 | 20.8766 | 19.4031 | 19.1689 | 19.2538 | 18.4505 | 24.3396 | 22.5059 | #DIV/0! | #DIV/0! | #DIV/0! | #DIV/0! | #DIV/0! | #DIV/0! | #DIV/0! | #DIV/0! | #DIV/0! | #DIV/0! | #DIV/0! | #DIV/0! | #DIV/0! | #DIV/0! | #DIV/0! | #DIV/0! | #DIV/0! | #DIV/0!
0 | 0 | 0 | 0 | 0 | 0 | #DIV/0! | #DIV/0! | #DIV/0! | #DIV/0! | #DIV/0! | #DIV/0! | #DIV/0! | #DIV/0! | #DIV/0! | #DIV/0! | #DIV/0! | #DIV/0! | #DIV/0! | #DIV/0! | #DIV/0! | #DIV/0! | #DIV/0! | #DIV/0! | #DIV/0! | #DIV/0! | #DIV/0! | #DIV/0! | #DIV/0! | #DIV/0! | #DIV/0! | #DIV/0! | #DIV/0! | #DIV/0! | [16 empty] | #DIV/0! | #DIV/0! | #DIV/0! | #DIV/0! | #DIV/0! | #DIV/0! | #DIV/0! | #DIV/0! | #DIV/0! | #DIV/0! | #DIV/0! | #DIV/0! | #DIV/0! | #DIV/0! | #DIV/0! | #DIV/0! | #DIV/0! | #DIV/0! | 29.2324 | 20.8766 | 19.4031 | 19.1689 | 19.2538 | 18.4505 | 24.3396 | 22.5059 | #DIV/0! | #DIV/0! | #DIV/0! | #DIV/0! | #DIV/0! | #DIV/0! | #DIV/0! | #DIV/0! | #DIV/0! | #DIV/0! | #DIV/0! | #DIV/0! | #DIV/0! | #DIV/0! | #DIV/0! | #DIV/0! | #DIV/0! | #DIV/0!
0 | 0 | 0 | 0 | 0 | 0 | #DIV/0! | #DIV/0! | #DIV/0! | #DIV/0! | #DIV/0! | #DIV/0! | #DIV/0! | #DIV/0! | #DIV/0! | #DIV/0! | #DIV/0! | #DIV/0! | #DIV/0! | #DIV/0! | #DIV/0! | #DIV/0! | #DIV/0! | #DIV/0! | #DIV/0! | #DIV/0! | #DIV/0! | #DIV/0! | #DIV/0! | #DIV/0! | #DIV/0! | #DIV/0! | #DIV/0! | #DIV/0! | [16 empty] | #DIV/0! | #DIV/0! | #DIV/0! | #DIV/0! | #DIV/0! | #DIV/0! | #DIV/0! | #DIV/0! | #DIV/0! | #DIV/0! | #DIV/0! | #DIV/0! | #DIV/0! | #DIV/0! | #DIV/0! | #DIV/0! | #DIV/0! | #DIV/0! | 29.2324 | 20.8766 | 19.4031 | 19.1689 | 19.2538 | 18.4505 | 24.3396 | 22.5059 | #DIV/0! | #DIV/0! | #DIV/0! | #DIV/0! | #DIV/0! | #DIV/0! | #DIV/0! | #DIV/0! | #DIV/0! | #DIV/0! | #DIV/0! | #DIV/0! | #DIV/0! | #DIV/0! | #DIV/0! | #DIV/0! | #DIV/0! | #DIV/0!
0 | 0 | 0 | 0 | 0 | 0 | #DIV/0! | #DIV/0! | #DIV/0! | #DIV/0! | #DIV/0! | #DIV/0! | #DIV/0! | #DIV/0! | #DIV/0! | #DIV/0! | #DIV/0! | #DIV/0! | #DIV/0! | #DIV/0! | #DIV/0! | #DIV/0! | #DIV/0! | #DIV/0! | #DIV/0! | #DIV/0! | #DIV/0! | #DIV/0! | #DIV/0! | #DIV/0! | #DIV/0! | #DIV/0! | #DIV/0! | #DIV/0! | [16 empty] | #DIV/0! | #DIV/0! | #DIV/0! | #DIV/0! | #DIV/0! | #DIV/0! | #DIV/0! | #DIV/0! | #DIV/0! | #DIV/0! | #DIV/0! | #DIV/0! | #DIV/0! | #DIV/0! | #DIV/0! | #DIV/0! | #DIV/0! | #DIV/0! | 29.2324 | 20.8766 | 19.4031 | 19.1689 | 19.2538 | 18.4505 | 24.3396 | 22.5059 | #DIV/0! | #DIV/0! | #DIV/0! | #DIV/0! | #DIV/0! | #DIV/0! | #DIV/0! | #DIV/0! | #DIV/0! | #DIV/0! | #DIV/0! | #DIV/0! | #DIV/0! | #DIV/0! | #DIV/0! | #DIV/0! | #DIV/0! | #DIV/0!
0 | 0 | 0 | 0 | 0 | 0 | #DIV/0! | #DIV/0! | #DIV/0! | #DIV/0! | #DIV/0! | #DIV/0! | #DIV/0! | #DIV/0! | #DIV/0! | #DIV/0! | #DIV/0! | #DIV/0! | #DIV/0! | #DIV/0! | #DIV/0! | #DIV/0! | #DIV/0! | #DIV/0! | #DIV/0! | #DIV/0! | #DIV/0! | #DIV/0! | #DIV/0! | #DIV/0! | #DIV/0! | #DIV/0! | #DIV/0! | #DIV/0! | [16 empty] | #DIV/0! | #DIV/0! | #DIV/0! | #DIV/0! | #DIV/0! | #DIV/0! | #DIV/0! | #DIV/0! | #DIV/0! | #DIV/0! | #DIV/0! | #DIV/0! | #DIV/0! | #DIV/0! | #DIV/0! | #DIV/0! | #DIV/0! | #DIV/0! | 29.2324 | 20.8766 | 19.4031 | 19.1689 | 19.2538 | 18.4505 | 24.3396 | 22.5059 | #DIV/0! | #DIV/0! | #DIV/0! | #DIV/0! | #DIV/0! | #DIV/0! | #DIV/0! | #DIV/0! | #DIV/0! | #DIV/0! | #DIV/0! | #DIV/0! | #DIV/0! | #DIV/0! | #DIV/0! | #DIV/0! | #DIV/0! | #DIV/0!
0 | 0 | 0 | 0 | 0 | 0 | #DIV/0! | #DIV/0! | #DIV/0! | #DIV/0! | #DIV/0! | #DIV/0! | #DIV/0! | #DIV/0! | #DIV/0! | #DIV/0! | #DIV/0! | #DIV/0! | #DIV/0! | #DIV/0! | #DIV/0! | #DIV/0! | #DIV/0! | #DIV/0! | #DIV/0! | #DIV/0! | #DIV/0! | #DIV/0! | #DIV/0! | #DIV/0! | #DIV/0! | #DIV/0! | #DIV/0! | #DIV/0! | [16 empty] | #DIV/0! | #DIV/0! | #DIV/0! | #DIV/0! | #DIV/0! | #DIV/0! | #DIV/0! | #DIV/0! | #DIV/0! | #DIV/0! | #DIV/0! | #DIV/0! | #DIV/0! | #DIV/0! | #DIV/0! | #DIV/0! | #DIV/0! | #DIV/0! | 29.2324 | 20.8766 | 19.4031 | 19.1689 | 19.2538 | 18.4505 | 24.3396 | 22.5059 | #DIV/0! | #DIV/0! | #DIV/0! | #DIV/0! | #DIV/0! | #DIV/0! | #DIV/0! | #DIV/0! | #DIV/0! | #DIV/0! | #DIV/0! | #DIV/0! | #DIV/0! | #DIV/0! | #DIV/0! | #DIV/0! | #DIV/0! | #DIV/0!
0 | 0 | 0 | 0 | 0 | 0 | #DIV/0! | #DIV/0! | #DIV/0! | #DIV/0! | #DIV/0! | #DIV/0! | #DIV/0! | #DIV/0! | #DIV/0! | #DIV/0! | #DIV/0! | #DIV/0! | #DIV/0! | #DIV/0! | #DIV/0! | #DIV/0! | #DIV/0! | #DIV/0! | #DIV/0! | #DIV/0! | #DIV/0! | #DIV/0! | #DIV/0! | #DIV/0! | #DIV/0! | #DIV/0! | #DIV/0! | #DIV/0! | [16 empty] | #DIV/0! | #DIV/0! | #DIV/0! | #DIV/0! | #DIV/0! | #DIV/0! | #DIV/0! | #DIV/0! | #DIV/0! | #DIV/0! | #DIV/0! | #DIV/0! | #DIV/0! | #DIV/0! | #DIV/0! | #DIV/0! | #DIV/0! | #DIV/0! | 29.2324 | 20.8766 | 19.4031 | 19.1689 | 19.2538 | 18.4505 | 24.3396 | 22.5059 | #DIV/0! | #DIV/0! | #DIV/0! | #DIV/0! | #DIV/0! | #DIV/0! | #DIV/0! | #DIV/0! | #DIV/0! | #DIV/0! | #DIV/0! | #DIV/0! | #DIV/0! | #DIV/0! | #DIV/0! | #DIV/0! | #DIV/0! | #DIV/0!
0 | 0 | 0 | 0 | 0 | 0 | #DIV/0! | #DIV/0! | #DIV/0! | #DIV/0! | #DIV/0! | #DIV/0! | #DIV/0! | #DIV/0! | #DIV/0! | #DIV/0! | #DIV/0! | #DIV/0! | #DIV/0! | #DIV/0! | #DIV/0! | #DIV/0! | #DIV/0! | #DIV/0! | #DIV/0! | #DIV/0! | #DIV/0! | #DIV/0! | #DIV/0! | #DIV/0! | #DIV/0! | #DIV/0! | #DIV/0! | #DIV/0! | [16 empty] | #DIV/0! | #DIV/0! | #DIV/0! | #DIV/0! | #DIV/0! | #DIV/0! | #DIV/0! | #DIV/0! | #DIV/0! | #DIV/0! | #DIV/0! | #DIV/0! | #DIV/0! | #DIV/0! | #DIV/0! | #DIV/0! | #DIV/0! | #DIV/0! | 29.2324 | 20.8766 | 19.4031 | 19.1689 | 19.2538 | 18.4505 | 24.3396 | 22.5059 | #DIV/0! | #DIV/0! | #DIV/0! | #DIV/0! | #DIV/0! | #DIV/0! | #DIV/0! | #DIV/0! | #DIV/0! | #DIV/0! | #DIV/0! | #DIV/0! | #DIV/0! | #DIV/0! | #DIV/0! | #DIV/0! | #DIV/0! | #DIV/0!
0 | 0 | 0 | 0 | 0 | 0 | #DIV/0! | #DIV/0! | #DIV/0! | #DIV/0! | #DIV/0! | #DIV/0! | #DIV/0! | #DIV/0! | #DIV/0! | #DIV/0! | #DIV/0! | #DIV/0! | #DIV/0! | #DIV/0! | #DIV/0! | #DIV/0! | #DIV/0! | #DIV/0! | #DIV/0! | #DIV/0! | #DIV/0! | #DIV/0! | #DIV/0! | #DIV/0! | #DIV/0! | #DIV/0! | #DIV/0! | #DIV/0! | [16 empty] | #DIV/0! | #DIV/0! | #DIV/0! | #DIV/0! | #DIV/0! | #DIV/0! | #DIV/0! | #DIV/0! | #DIV/0! | #DIV/0! | #DIV/0! | #DIV/0! | #DIV/0! | #DIV/0! | #DIV/0! | #DIV/0! | #DIV/0! | #DIV/0! | 29.2324 | 20.8766 | 19.4031 | 19.1689 | 19.2538 | 18.4505 | 24.3396 | 22.5059 | #DIV/0! | #DIV/0! | #DIV/0! | #DIV/0! | #DIV/0! | #DIV/0! | #DIV/0! | #DIV/0! | #DIV/0! | #DIV/0! | #DIV/0! | #DIV/0! | #DIV/0! | #DIV/0! | #DIV/0! | #DIV/0! | #DIV/0! | #DIV/0!
0 | 0 | 0 | 0 | 0 | 0 | #DIV/0! | #DIV/0! | #DIV/0! | #DIV/0! | #DIV/0! | #DIV/0! | #DIV/0! | #DIV/0! | #DIV/0! | #DIV/0! | #DIV/0! | #DIV/0! | #DIV/0! | #DIV/0! | #DIV/0! | #DIV/0! | #DIV/0! | #DIV/0! | #DIV/0! | #DIV/0! | #DIV/0! | #DIV/0! | #DIV/0! | #DIV/0! | #DIV/0! | #DIV/0! | #DIV/0! | #DIV/0! | [16 empty] | #DIV/0! | #DIV/0! | #DIV/0! | #DIV/0! | #DIV/0! | #DIV/0! | #DIV/0! | #DIV/0! | #DIV/0! | #DIV/0! | #DIV/0! | #DIV/0! | #DIV/0! | #DIV/0! | #DIV/0! | #DIV/0! | #DIV/0! | #DIV/0! | 29.2324 | 20.8766 | 19.4031 | 19.1689 | 19.2538 | 18.4505 | 24.3396 | 22.5059 | #DIV/0! | #DIV/0! | #DIV/0! | #DIV/0! | #DIV/0! | #DIV/0! | #DIV/0! | #DIV/0! | #DIV/0! | #DIV/0! | #DIV/0! | #DIV/0! | #DIV/0! | #DIV/0! | #DIV/0! | #DIV/0! | #DIV/0! | #DIV/0!
0 | 0 | 0 | 0 | 0 | 0 | #DIV/0! | #DIV/0! | #DIV/0! | #DIV/0! | #DIV/0! | #DIV/0! | #DIV/0! | #DIV/0! | #DIV/0! | #DIV/0! | #DIV/0! | #DIV/0! | #DIV/0! | #DIV/0! | #DIV/0! | #DIV/0! | #DIV/0! | #DIV/0! | #DIV/0! | #DIV/0! | #DIV/0! | #DIV/0! | #DIV/0! | #DIV/0! | #DIV/0! | #DIV/0! | #DIV/0! | #DIV/0! | [16 empty] | #DIV/0! | #DIV/0! | #DIV/0! | #DIV/0! | #DIV/0! | #DIV/0! | #DIV/0! | #DIV/0! | #DIV/0! | #DIV/0! | #DIV/0! | #DIV/0! | #DIV/0! | #DIV/0! | #DIV/0! | #DIV/0! | #DIV/0! | #DIV/0! | 29.2324 | 20.8766 | 19.4031 | 19.1689 | 19.2538 | 18.4505 | 24.3396 | 22.5059 | #DIV/0! | #DIV/0! | #DIV/0! | #DIV/0! | #DIV/0! | #DIV/0! | #DIV/0! | #DIV/0! | #DIV/0! | #DIV/0! | #DIV/0! | #DIV/0! | #DIV/0! | #DIV/0! | #DIV/0! | #DIV/0! | #DIV/0! | #DIV/0!
0 | 0 | 0 | 0 | 0 | 0 | #DIV/0! | #DIV/0! | #DIV/0! | #DIV/0! | #DIV/0! | #DIV/0! | #DIV/0! | #DIV/0! | #DIV/0! | #DIV/0! | #DIV/0! | #DIV/0! | #DIV/0! | #DIV/0! | #DIV/0! | #DIV/0! | #DIV/0! | #DIV/0! | #DIV/0! | #DIV/0! | #DIV/0! | #DIV/0! | #DIV/0! | #DIV/0! | #DIV/0! | #DIV/0! | #DIV/0! | #DIV/0! | [16 empty] | #DIV/0! | #DIV/0! | #DIV/0! | #DIV/0! | #DIV/0! | #DIV/0! | #DIV/0! | #DIV/0! | #DIV/0! | #DIV/0! | #DIV/0! | #DIV/0! | #DIV/0! | #DIV/0! | #DIV/0! | #DIV/0! | #DIV/0! | #DIV/0! | 29.2324 | 20.8766 | 19.4031 | 19.1689 | 19.2538 | 18.4505 | 24.3396 | 22.5059 | #DIV/0! | #DIV/0! | #DIV/0! | #DIV/0! | #DIV/0! | #DIV/0! | #DIV/0! | #DIV/0! | #DIV/0! | #DIV/0! | #DIV/0! | #DIV/0! | #DIV/0! | #DIV/0! | #DIV/0! | #DIV/0! | #DIV/0! | #DIV/0!
0 | 0 | 0 | 0 | 0 | 0 | #DIV/0! | #DIV/0! | #DIV/0! | #DIV/0! | #DIV/0! | #DIV/0! | #DIV/0! | #DIV/0! | #DIV/0! | #DIV/0! | #DIV/0! | #DIV/0! | #DIV/0! | #DIV/0! | #DIV/0! | #DIV/0! | #DIV/0! | #DIV/0! | #DIV/0! | #DIV/0! | #DIV/0! | #DIV/0! | #DIV/0! | #DIV/0! | #DIV/0! | #DIV/0! | #DIV/0! | #DIV/0! | [16 empty] | #DIV/0! | #DIV/0! | #DIV/0! | #DIV/0! | #DIV/0! | #DIV/0! | #DIV/0! | #DIV/0! | #DIV/0! | #DIV/0! | #DIV/0! | #DIV/0! | #DIV/0! | #DIV/0! | #DIV/0! | #DIV/0! | #DIV/0! | #DIV/0! | 29.2324 | 20.8766 | 19.4031 | 19.1689 | 19.2538 | 18.4505 | 24.3396 | 22.5059 | #DIV/0! | #DIV/0! | #DIV/0! | #DIV/0! | #DIV/0! | #DIV/0! | #DIV/0! | #DIV/0! | #DIV/0! | #DIV/0! | #DIV/0! | #DIV/0! | #DIV/0! | #DIV/0! | #DIV/0! | #DIV/0! | #DIV/0! | #DIV/0!
0 | 0 | 0 | 0 | 0 | 0 | #DIV/0! | #DIV/0! | #DIV/0! | #DIV/0! | #DIV/0! | #DIV/0! | #DIV/0! | #DIV/0! | #DIV/0! | #DIV/0! | #DIV/0! | #DIV/0! | #DIV/0! | #DIV/0! | #DIV/0! | #DIV/0! | #DIV/0! | #DIV/0! | #DIV/0! | #DIV/0! | #DIV/0! | #DIV/0! | #DIV/0! | #DIV/0! | #DIV/0! | #DIV/0! | #DIV/0! | #DIV/0! | [16 empty] | #DIV/0! | #DIV/0! | #DIV/0! | #DIV/0! | #DIV/0! | #DIV/0! | #DIV/0! | #DIV/0! | #DIV/0! | #DIV/0! | #DIV/0! | #DIV/0! | #DIV/0! | #DIV/0! | #DIV/0! | #DIV/0! | #DIV/0! | #DIV/0! | 29.2324 | 20.8766 | 19.4031 | 19.1689 | 19.2538 | 18.4505 | 24.3396 | 22.5059 | #DIV/0! | #DIV/0! | #DIV/0! | #DIV/0! | #DIV/0! | #DIV/0! | #DIV/0! | #DIV/0! | #DIV/0! | #DIV/0! | #DIV/0! | #DIV/0! | #DIV/0! | #DIV/0! | #DIV/0! | #DIV/0! | #DIV/0! | #DIV/0!
0 | 0 | 0 | 0 | 0 | 0 | #DIV/0! | #DIV/0! | #DIV/0! | #DIV/0! | #DIV/0! | #DIV/0! | #DIV/0! | #DIV/0! | #DIV/0! | #DIV/0! | #DIV/0! | #DIV/0! | #DIV/0! | #DIV/0! | #DIV/0! | #DIV/0! | #DIV/0! | #DIV/0! | #DIV/0! | #DIV/0! | #DIV/0! | #DIV/0! | #DIV/0! | #DIV/0! | #DIV/0! | #DIV/0! | #DIV/0! | #DIV/0! | [16 empty] | #DIV/0! | #DIV/0! | #DIV/0! | #DIV/0! | #DIV/0! | #DIV/0! | #DIV/0! | #DIV/0! | #DIV/0! | #DIV/0! | #DIV/0! | #DIV/0! | #DIV/0! | #DIV/0! | #DIV/0! | #DIV/0! | #DIV/0! | #DIV/0! | 29.2324 | 20.8766 | 19.4031 | 19.1689 | 19.2538 | 18.4505 | 24.3396 | 22.5059 | #DIV/0! | #DIV/0! | #DIV/0! | #DIV/0! | #DIV/0! | #DIV/0! | #DIV/0! | #DIV/0! | #DIV/0! | #DIV/0! | #DIV/0! | #DIV/0! | #DIV/0! | #DIV/0! | #DIV/0! | #DIV/0! | #DIV/0! | #DIV/0!
0 | 0 | 0 | 0 | 0 | 0 | #DIV/0! | #DIV/0! | #DIV/0! | #DIV/0! | #DIV/0! | #DIV/0! | #DIV/0! | #DIV/0! | #DIV/0! | #DIV/0! | #DIV/0! | #DIV/0! | #DIV/0! | #DIV/0! | #DIV/0! | #DIV/0! | #DIV/0! | #DIV/0! | #DIV/0! | #DIV/0! | #DIV/0! | #DIV/0! | #DIV/0! | #DIV/0! | #DIV/0! | #DIV/0! | #DIV/0! | #DIV/0! | [16 empty] | #DIV/0! | #DIV/0! | #DIV/0! | #DIV/0! | #DIV/0! | #DIV/0! | #DIV/0! | #DIV/0! | #DIV/0! | #DIV/0! | #DIV/0! | #DIV/0! | #DIV/0! | #DIV/0! | #DIV/0! | #DIV/0! | #DIV/0! | #DIV/0! | 29.2324 | 20.8766 | 19.4031 | 19.1689 | 19.2538 | 18.4505 | 24.3396 | 22.5059 | #DIV/0! | #DIV/0! | #DIV/0! | #DIV/0! | #DIV/0! | #DIV/0! | #DIV/0! | #DIV/0! | #DIV/0! | #DIV/0! | #DIV/0! | #DIV/0! | #DIV/0! | #DIV/0! | #DIV/0! | #DIV/0! | #DIV/0! | #DIV/0!
0 | 0 | 0 | 0 | 0 | 0 | #DIV/0! | #DIV/0! | #DIV/0! | #DIV/0! | #DIV/0! | #DIV/0! | #DIV/0! | #DIV/0! | #DIV/0! | #DIV/0! | #DIV/0! | #DIV/0! | #DIV/0! | #DIV/0! | #DIV/0! | #DIV/0! | #DIV/0! | #DIV/0! | #DIV/0! | #DIV/0! | #DIV/0! | #DIV/0! | #DIV/0! | #DIV/0! | #DIV/0! | #DIV/0! | #DIV/0! | #DIV/0! | [16 empty] | #DIV/0! | #DIV/0! | #DIV/0! | #DIV/0! | #DIV/0! | #DIV/0! | #DIV/0! | #DIV/0! | #DIV/0! | #DIV/0! | #DIV/0! | #DIV/0! | #DIV/0! | #DIV/0! | #DIV/0! | #DIV/0! | #DIV/0! | #DIV/0! | 29.2324 | 20.8766 | 19.4031 | 19.1689 | 19.2538 | 18.4505 | 24.3396 | 22.5059 | #DIV/0! | #DIV/0! | #DIV/0! | #DIV/0! | #DIV/0! | #DIV/0! | #DIV/0! | #DIV/0! | #DIV/0! | #DIV/0! | #DIV/0! | #DIV/0! | #DIV/0! | #DIV/0! | #DIV/0! | #DIV/0! | #DIV/0! | #DIV/0!
0 | 0 | 0 | 0 | 0 | 0 | #DIV/0! | #DIV/0! | #DIV/0! | #DIV/0! | #DIV/0! | #DIV/0! | #DIV/0! | #DIV/0! | #DIV/0! | #DIV/0! | #DIV/0! | #DIV/0! | #DIV/0! | #DIV/0! | #DIV/0! | #DIV/0! | #DIV/0! | #DIV/0! | #DIV/0! | #DIV/0! | #DIV/0! | #DIV/0! | #DIV/0! | #DIV/0! | #DIV/0! | #DIV/0! | #DIV/0! | #DIV/0! | [16 empty] | #DIV/0! | #DIV/0! | #DIV/0! | #DIV/0! | #DIV/0! | #DIV/0! | #DIV/0! | #DIV/0! | #DIV/0! | #DIV/0! | #DIV/0! | #DIV/0! | #DIV/0! | #DIV/0! | #DIV/0! | #DIV/0! | #DIV/0! | #DIV/0! | 29.2324 | 20.8766 | 19.4031 | 19.1689 | 19.2538 | 18.4505 | 24.3396 | 22.5059 | #DIV/0! | #DIV/0! | #DIV/0! | #DIV/0! | #DIV/0! | #DIV/0! | #DIV/0! | #DIV/0! | #DIV/0! | #DIV/0! | #DIV/0! | #DIV/0! | #DIV/0! | #DIV/0! | #DIV/0! | #DIV/0! | #DIV/0! | #DIV/0!
0 | 0 | 0 | 0 | 0 | 0 | #DIV/0! | #DIV/0! | #DIV/0! | #DIV/0! | #DIV/0! | #DIV/0! | #DIV/0! | #DIV/0! | #DIV/0! | #DIV/0! | #DIV/0! | #DIV/0! | #DIV/0! | #DIV/0! | #DIV/0! | #DIV/0! | #DIV/0! | #DIV/0! | #DIV/0! | #DIV/0! | #DIV/0! | #DIV/0! | #DIV/0! | #DIV/0! | #DIV/0! | #DIV/0! | #DIV/0! | #DIV/0! | [16 empty] | #DIV/0! | #DIV/0! | #DIV/0! | #DIV/0! | #DIV/0! | #DIV/0! | #DIV/0! | #DIV/0! | #DIV/0! | #DIV/0! | #DIV/0! | #DIV/0! | #DIV/0! | #DIV/0! | #DIV/0! | #DIV/0! | #DIV/0! | #DIV/0! | 29.2324 | 20.8766 | 19.4031 | 19.1689 | 19.2538 | 18.4505 | 24.3396 | 22.5059 | #DIV/0! | #DIV/0! | #DIV/0! | #DIV/0! | #DIV/0! | #DIV/0! | #DIV/0! | #DIV/0! | #DIV/0! | #DIV/0! | #DIV/0! | #DIV/0! | #DIV/0! | #DIV/0! | #DIV/0! | #DIV/0! | #DIV/0! | #DIV/0!
0 | 0 | 0 | 0 | 0 | 0 | #DIV/0! | #DIV/0! | #DIV/0! | #DIV/0! | #DIV/0! | #DIV/0! | #DIV/0! | #DIV/0! | #DIV/0! | #DIV/0! | #DIV/0! | #DIV/0! | #DIV/0! | #DIV/0! | #DIV/0! | #DIV/0! | #DIV/0! | #DIV/0! | #DIV/0! | #DIV/0! | #DIV/0! | #DIV/0! | #DIV/0! | #DIV/0! | #DIV/0! | #DIV/0! | #DIV/0! | #DIV/0! | [16 empty] | #DIV/0! | #DIV/0! | #DIV/0! | #DIV/0! | #DIV/0! | #DIV/0! | #DIV/0! | #DIV/0! | #DIV/0! | #DIV/0! | #DIV/0! | #DIV/0! | #DIV/0! | #DIV/0! | #DIV/0! | #DIV/0! | #DIV/0! | #DIV/0! | 29.2324 | 20.8766 | 19.4031 | 19.1689 | 19.2538 | 18.4505 | 24.3396 | 22.5059 | #DIV/0! | #DIV/0! | #DIV/0! | #DIV/0! | #DIV/0! | #DIV/0! | #DIV/0! | #DIV/0! | #DIV/0! | #DIV/0! | #DIV/0! | #DIV/0! | #DIV/0! | #DIV/0! | #DIV/0! | #DIV/0! | #DIV/0! | #DIV/0!
0 | 0 | 0 | 0 | 0 | 0 | #DIV/0! | #DIV/0! | #DIV/0! | #DIV/0! | #DIV/0! | #DIV/0! | #DIV/0! | #DIV/0! | #DIV/0! | #DIV/0! | #DIV/0! | #DIV/0! | #DIV/0! | #DIV/0! | #DIV/0! | #DIV/0! | #DIV/0! | #DIV/0! | #DIV/0! | #DIV/0! | #DIV/0! | #DIV/0! | #DIV/0! | #DIV/0! | #DIV/0! | #DIV/0! | #DIV/0! | #DIV/0! | [16 empty] | #DIV/0! | #DIV/0! | #DIV/0! | #DIV/0! | #DIV/0! | #DIV/0! | #DIV/0! | #DIV/0! | #DIV/0! | #DIV/0! | #DIV/0! | #DIV/0! | #DIV/0! | #DIV/0! | #DIV/0! | #DIV/0! | #DIV/0! | #DIV/0! | 29.2324 | 20.8766 | 19.4031 | 19.1689 | 19.2538 | 18.4505 | 24.3396 | 22.5059 | #DIV/0! | #DIV/0! | #DIV/0! | #DIV/0! | #DIV/0! | #DIV/0! | #DIV/0! | #DIV/0! | #DIV/0! | #DIV/0! | #DIV/0! | #DIV/0! | #DIV/0! | #DIV/0! | #DIV/0! | #DIV/0! | #DIV/0! | #DIV/0!
0 | 0 | 0 | 0 | 0 | 0 | #DIV/0! | #DIV/0! | #DIV/0! | #DIV/0! | #DIV/0! | #DIV/0! | #DIV/0! | #DIV/0! | #DIV/0! | #DIV/0! | #DIV/0! | #DIV/0! | #DIV/0! | #DIV/0! | #DIV/0! | #DIV/0! | #DIV/0! | #DIV/0! | #DIV/0! | #DIV/0! | #DIV/0! | #DIV/0! | #DIV/0! | #DIV/0! | #DIV/0! | #DIV/0! | #DIV/0! | #DIV/0! | [16 empty] | #DIV/0! | #DIV/0! | #DIV/0! | #DIV/0! | #DIV/0! | #DIV/0! | #DIV/0! | #DIV/0! | #DIV/0! | #DIV/0! | #DIV/0! | #DIV/0! | #DIV/0! | #DIV/0! | #DIV/0! | #DIV/0! | #DIV/0! | #DIV/0! | 29.2324 | 20.8766 | 19.4031 | 19.1689 | 19.2538 | 18.4505 | 24.3396 | 22.5059 | #DIV/0! | #DIV/0! | #DIV/0! | #DIV/0! | #DIV/0! | #DIV/0! | #DIV/0! | #DIV/0! | #DIV/0! | #DIV/0! | #DIV/0! | #DIV/0! | #DIV/0! | #DIV/0! | #DIV/0! | #DIV/0! | #DIV/0! | #DIV/0!
0 | 0 | 0 | 0 | 0 | 0 | #DIV/0! | #DIV/0! | #DIV/0! | #DIV/0! | #DIV/0! | #DIV/0! | #DIV/0! | #DIV/0! | #DIV/0! | #DIV/0! | #DIV/0! | #DIV/0! | #DIV/0! | #DIV/0! | #DIV/0! | #DIV/0! | #DIV/0! | #DIV/0! | #DIV/0! | #DIV/0! | #DIV/0! | #DIV/0! | #DIV/0! | #DIV/0! | #DIV/0! | #DIV/0! | #DIV/0! | #DIV/0! | [16 empty] | #DIV/0! | #DIV/0! | #DIV/0! | #DIV/0! | #DIV/0! | #DIV/0! | #DIV/0! | #DIV/0! | #DIV/0! | #DIV/0! | #DIV/0! | #DIV/0! | #DIV/0! | #DIV/0! | #DIV/0! | #DIV/0! | #DIV/0! | #DIV/0! | 29.2324 | 20.8766 | 19.4031 | 19.1689 | 19.2538 | 18.4505 | 24.3396 | 22.5059 | #DIV/0! | #DIV/0! | #DIV/0! | #DIV/0! | #DIV/0! | #DIV/0! | #DIV/0! | #DIV/0! | #DIV/0! | #DIV/0! | #DIV/0! | #DIV/0! | #DIV/0! | #DIV/0! | #DIV/0! | #DIV/0! | #DIV/0! | #DIV/0!
0 | 0 | 0 | 0 | 0 | 0 | #DIV/0! | #DIV/0! | #DIV/0! | #DIV/0! | #DIV/0! | #DIV/0! | #DIV/0! | #DIV/0! | #DIV/0! | #DIV/0! | #DIV/0! | #DIV/0! | #DIV/0! | #DIV/0! | #DIV/0! | #DIV/0! | #DIV/0! | #DIV/0! | #DIV/0! | #DIV/0! | #DIV/0! | #DIV/0! | #DIV/0! | #DIV/0! | #DIV/0! | #DIV/0! | #DIV/0! | #DIV/0! | [16 empty] | #DIV/0! | #DIV/0! | #DIV/0! | #DIV/0! | #DIV/0! | #DIV/0! | #DIV/0! | #DIV/0! | #DIV/0! | #DIV/0! | #DIV/0! | #DIV/0! | #DIV/0! | #DIV/0! | #DIV/0! | #DIV/0! | #DIV/0! | #DIV/0! | 29.2324 | 20.8766 | 19.4031 | 19.1689 | 19.2538 | 18.4505 | 24.3396 | 22.5059 | #DIV/0! | #DIV/0! | #DIV/0! | #DIV/0! | #DIV/0! | #DIV/0! | #DIV/0! | #DIV/0! | #DIV/0! | #DIV/0! | #DIV/0! | #DIV/0! | #DIV/0! | #DIV/0! | #DIV/0! | #DIV/0! | #DIV/0! | #DIV/0!
0 | 0 | 0 | 0 | 0 | 0 | #DIV/0! | #DIV/0! | #DIV/0! | #DIV/0! | #DIV/0! | #DIV/0! | #DIV/0! | #DIV/0! | #DIV/0! | #DIV/0! | #DIV/0! | #DIV/0! | #DIV/0! | #DIV/0! | #DIV/0! | #DIV/0! | #DIV/0! | #DIV/0! | #DIV/0! | #DIV/0! | #DIV/0! | #DIV/0! | #DIV/0! | #DIV/0! | #DIV/0! | #DIV/0! | #DIV/0! | #DIV/0! | [16 empty] | #DIV/0! | #DIV/0! | #DIV/0! | #DIV/0! | #DIV/0! | #DIV/0! | #DIV/0! | #DIV/0! | #DIV/0! | #DIV/0! | #DIV/0! | #DIV/0! | #DIV/0! | #DIV/0! | #DIV/0! | #DIV/0! | #DIV/0! | #DIV/0! | 29.2324 | 20.8766 | 19.4031 | 19.1689 | 19.2538 | 18.4505 | 24.3396 | 22.5059 | #DIV/0! | #DIV/0! | #DIV/0! | #DIV/0! | #DIV/0! | #DIV/0! | #DIV/0! | #DIV/0! | #DIV/0! | #DIV/0! | #DIV/0! | #DIV/0! | #DIV/0! | #DIV/0! | #DIV/0! | #DIV/0! | #DIV/0! | #DIV/0!
0 | 0 | 0 | 0 | 0 | 0 | #DIV/0! | #DIV/0! | #DIV/0! | #DIV/0! | #DIV/0! | #DIV/0! | #DIV/0! | #DIV/0! | #DIV/0! | #DIV/0! | #DIV/0! | #DIV/0! | #DIV/0! | #DIV/0! | #DIV/0! | #DIV/0! | #DIV/0! | #DIV/0! | #DIV/0! | #DIV/0! | #DIV/0! | #DIV/0! | #DIV/0! | #DIV/0! | #DIV/0! | #DIV/0! | #DIV/0! | #DIV/0! | [16 empty] | #DIV/0! | #DIV/0! | #DIV/0! | #DIV/0! | #DIV/0! | #DIV/0! | #DIV/0! | #DIV/0! | #DIV/0! | #DIV/0! | #DIV/0! | #DIV/0! | #DIV/0! | #DIV/0! | #DIV/0! | #DIV/0! | #DIV/0! | #DIV/0! | 29.2324 | 20.8766 | 19.4031 | 19.1689 | 19.2538 | 18.4505 | 24.3396 | 22.5059 | #DIV/0! | #DIV/0! | #DIV/0! | #DIV/0! | #DIV/0! | #DIV/0! | #DIV/0! | #DIV/0! | #DIV/0! | #DIV/0! | #DIV/0! | #DIV/0! | #DIV/0! | #DIV/0! | #DIV/0! | #DIV/0! | #DIV/0! | #DIV/0!
0 | 0 | 0 | 0 | 0 | 0 | #DIV/0! | #DIV/0! | #DIV/0! | #DIV/0! | #DIV/0! | #DIV/0! | #DIV/0! | #DIV/0! | #DIV/0! | #DIV/0! | #DIV/0! | #DIV/0! | #DIV/0! | #DIV/0! | #DIV/0! | #DIV/0! | #DIV/0! | #DIV/0! | #DIV/0! | #DIV/0! | #DIV/0! | #DIV/0! | #DIV/0! | #DIV/0! | #DIV/0! | #DIV/0! | #DIV/0! | #DIV/0! | [16 empty] | #DIV/0! | #DIV/0! | #DIV/0! | #DIV/0! | #DIV/0! | #DIV/0! | #DIV/0! | #DIV/0! | #DIV/0! | #DIV/0! | #DIV/0! | #DIV/0! | #DIV/0! | #DIV/0! | #DIV/0! | #DIV/0! | #DIV/0! | #DIV/0! | 29.2324 | 20.8766 | 19.4031 | 19.1689 | 19.2538 | 18.4505 | 24.3396 | 22.5059 | #DIV/0! | #DIV/0! | #DIV/0! | #DIV/0! | #DIV/0! | #DIV/0! | #DIV/0! | #DIV/0! | #DIV/0! | #DIV/0! | #DIV/0! | #DIV/0! | #DIV/0! | #DIV/0! | #DIV/0! | #DIV/0! | #DIV/0! | #DIV/0!
0 | 0 | 0 | 0 | 0 | 0 | #DIV/0! | #DIV/0! | #DIV/0! | #DIV/0! | #DIV/0! | #DIV/0! | #DIV/0! | #DIV/0! | #DIV/0! | #DIV/0! | #DIV/0! | #DIV/0! | #DIV/0! | #DIV/0! | #DIV/0! | #DIV/0! | #DIV/0! | #DIV/0! | #DIV/0! | #DIV/0! | #DIV/0! | #DIV/0! | #DIV/0! | #DIV/0! | #DIV/0! | #DIV/0! | #DIV/0! | #DIV/0! | [16 empty] | #DIV/0! | #DIV/0! | #DIV/0! | #DIV/0! | #DIV/0! | #DIV/0! | #DIV/0! | #DIV/0! | #DIV/0! | #DIV/0! | #DIV/0! | #DIV/0! | #DIV/0! | #DIV/0! | #DIV/0! | #DIV/0! | #DIV/0! | #DIV/0! | 29.2324 | 20.8766 | 19.4031 | 19.1689 | 19.2538 | 18.4505 | 24.3396 | 22.5059 | #DIV/0! | #DIV/0! | #DIV/0! | #DIV/0! | #DIV/0! | #DIV/0! | #DIV/0! | #DIV/0! | #DIV/0! | #DIV/0! | #DIV/0! | #DIV/0! | #DIV/0! | #DIV/0! | #DIV/0! | #DIV/0! | #DIV/0! | #DIV/0!
0 | 0 | 0 | 0 | 0 | 0 | #DIV/0! | #DIV/0! | #DIV/0! | #DIV/0! | #DIV/0! | #DIV/0! | #DIV/0! | #DIV/0! | #DIV/0! | #DIV/0! | #DIV/0! | #DIV/0! | #DIV/0! | #DIV/0! | #DIV/0! | #DIV/0! | #DIV/0! | #DIV/0! | #DIV/0! | #DIV/0! | #DIV/0! | #DIV/0! | #DIV/0! | #DIV/0! | #DIV/0! | #DIV/0! | #DIV/0! | #DIV/0! | [16 empty] | #DIV/0! | #DIV/0! | #DIV/0! | #DIV/0! | #DIV/0! | #DIV/0! | #DIV/0! | #DIV/0! | #DIV/0! | #DIV/0! | #DIV/0! | #DIV/0! | #DIV/0! | #DIV/0! | #DIV/0! | #DIV/0! | #DIV/0! | #DIV/0! | 29.2324 | 20.8766 | 19.4031 | 19.1689 | 19.2538 | 18.4505 | 24.3396 | 22.5059 | #DIV/0! | #DIV/0! | #DIV/0! | #DIV/0! | #DIV/0! | #DIV/0! | #DIV/0! | #DIV/0! | #DIV/0! | #DIV/0! | #DIV/0! | #DIV/0! | #DIV/0! | #DIV/0! | #DIV/0! | #DIV/0! | #DIV/0! | #DIV/0!
0 | 0 | 0 | 0 | 0 | 0 | #DIV/0! | #DIV/0! | #DIV/0! | #DIV/0! | #DIV/0! | #DIV/0! | #DIV/0! | #DIV/0! | #DIV/0! | #DIV/0! | #DIV/0! | #DIV/0! | #DIV/0! | #DIV/0! | #DIV/0! | #DIV/0! | #DIV/0! | #DIV/0! | #DIV/0! | #DIV/0! | #DIV/0! | #DIV/0! | #DIV/0! | #DIV/0! | #DIV/0! | #DIV/0! | #DIV/0! | #DIV/0! | [16 empty] | #DIV/0! | #DIV/0! | #DIV/0! | #DIV/0! | #DIV/0! | #DIV/0! | #DIV/0! | #DIV/0! | #DIV/0! | #DIV/0! | #DIV/0! | #DIV/0! | #DIV/0! | #DIV/0! | #DIV/0! | #DIV/0! | #DIV/0! | #DIV/0! | 29.2324 | 20.8766 | 19.4031 | 19.1689 | 19.2538 | 18.4505 | 24.3396 | 22.5059 | #DIV/0! | #DIV/0! | #DIV/0! | #DIV/0! | #DIV/0! | #DIV/0! | #DIV/0! | #DIV/0! | #DIV/0! | #DIV/0! | #DIV/0! | #DIV/0! | #DIV/0! | #DIV/0! | #DIV/0! | #DIV/0! | #DIV/0! | #DIV/0!
0 | 0 | 0 | 0 | 0 | 0 | #DIV/0! | #DIV/0! | #DIV/0! | #DIV/0! | #DIV/0! | #DIV/0! | #DIV/0! | #DIV/0! | #DIV/0! | #DIV/0! | #DIV/0! | #DIV/0! | #DIV/0! | #DIV/0! | #DIV/0! | #DIV/0! | #DIV/0! | #DIV/0! | #DIV/0! | #DIV/0! | #DIV/0! | #DIV/0! | #DIV/0! | #DIV/0! | #DIV/0! | #DIV/0! | #DIV/0! | #DIV/0! | [16 empty] | #DIV/0! | #DIV/0! | #DIV/0! | #DIV/0! | #DIV/0! | #DIV/0! | #DIV/0! | #DIV/0! | #DIV/0! | #DIV/0! | #DIV/0! | #DIV/0! | #DIV/0! | #DIV/0! | #DIV/0! | #DIV/0! | #DIV/0! | #DIV/0! | 29.2324 | 20.8766 | 19.4031 | 19.1689 | 19.2538 | 18.4505 | 24.3396 | 22.5059 | #DIV/0! | #DIV/0! | #DIV/0! | #DIV/0! | #DIV/0! | #DIV/0! | #DIV/0! | #DIV/0! | #DIV/0! | #DIV/0! | #DIV/0! | #DIV/0! | #DIV/0! | #DIV/0! | #DIV/0! | #DIV/0! | #DIV/0! | #DIV/0!
0 | 0 | 0 | 0 | 0 | 0 | #DIV/0! | #DIV/0! | #DIV/0! | #DIV/0! | #DIV/0! | #DIV/0! | #DIV/0! | #DIV/0! | #DIV/0! | #DIV/0! | #DIV/0! | #DIV/0! | #DIV/0! | #DIV/0! | #DIV/0! | #DIV/0! | #DIV/0! | #DIV/0! | #DIV/0! | #DIV/0! | #DIV/0! | #DIV/0! | #DIV/0! | #DIV/0! | #DIV/0! | #DIV/0! | #DIV/0! | #DIV/0! | [16 empty] | #DIV/0! | #DIV/0! | #DIV/0! | #DIV/0! | #DIV/0! | #DIV/0! | #DIV/0! | #DIV/0! | #DIV/0! | #DIV/0! | #DIV/0! | #DIV/0! | #DIV/0! | #DIV/0! | #DIV/0! | #DIV/0! | #DIV/0! | #DIV/0! | 29.2324 | 20.8766 | 19.4031 | 19.1689 | 19.2538 | 18.4505 | 24.3396 | 22.5059 | #DIV/0! | #DIV/0! | #DIV/0! | #DIV/0! | #DIV/0! | #DIV/0! | #DIV/0! | #DIV/0! | #DIV/0! | #DIV/0! | #DIV/0! | #DIV/0! | #DIV/0! | #DIV/0! | #DIV/0! | #DIV/0! | #DIV/0! | #DIV/0!
0 | 0 | 0 | 0 | 0 | 0 | #DIV/0! | #DIV/0! | #DIV/0! | #DIV/0! | #DIV/0! | #DIV/0! | #DIV/0! | #DIV/0! | #DIV/0! | #DIV/0! | #DIV/0! | #DIV/0! | #DIV/0! | #DIV/0! | #DIV/0! | #DIV/0! | #DIV/0! | #DIV/0! | #DIV/0! | #DIV/0! | #DIV/0! | #DIV/0! | #DIV/0! | #DIV/0! | #DIV/0! | #DIV/0! | #DIV/0! | #DIV/0! | [16 empty] | #DIV/0! | #DIV/0! | #DIV/0! | #DIV/0! | #DIV/0! | #DIV/0! | #DIV/0! | #DIV/0! | #DIV/0! | #DIV/0! | #DIV/0! | #DIV/0! | #DIV/0! | #DIV/0! | #DIV/0! | #DIV/0! | #DIV/0! | #DIV/0! | 29.2324 | 20.8766 | 19.4031 | 19.1689 | 19.2538 | 18.4505 | 24.3396 | 22.5059 | #DIV/0! | #DIV/0! | #DIV/0! | #DIV/0! | #DIV/0! | #DIV/0! | #DIV/0! | #DIV/0! | #DIV/0! | #DIV/0! | #DIV/0! | #DIV/0! | #DIV/0! | #DIV/0! | #DIV/0! | #DIV/0! | #DIV/0! | #DIV/0!
0 | 0 | 0 | 0 | 0 | 0 | #DIV/0! | #DIV/0! | #DIV/0! | #DIV/0! | #DIV/0! | #DIV/0! | #DIV/0! | #DIV/0! | #DIV/0! | #DIV/0! | #DIV/0! | #DIV/0! | #DIV/0! | #DIV/0! | #DIV/0! | #DIV/0! | #DIV/0! | #DIV/0! | #DIV/0! | #DIV/0! | #DIV/0! | #DIV/0! | #DIV/0! | #DIV/0! | #DIV/0! | #DIV/0! | #DIV/0! | #DIV/0! | [16 empty] | #DIV/0! | #DIV/0! | #DIV/0! | #DIV/0! | #DIV/0! | #DIV/0! | #DIV/0! | #DIV/0! | #DIV/0! | #DIV/0! | #DIV/0! | #DIV/0! | #DIV/0! | #DIV/0! | #DIV/0! | #DIV/0! | #DIV/0! | #DIV/0! | 29.2324 | 20.8766 | 19.4031 | 19.1689 | 19.2538 | 18.4505 | 24.3396 | 22.5059 | #DIV/0! | #DIV/0! | #DIV/0! | #DIV/0! | #DIV/0! | #DIV/0! | #DIV/0! | #DIV/0! | #DIV/0! | #DIV/0! | #DIV/0! | #DIV/0! | #DIV/0! | #DIV/0! | #DIV/0! | #DIV/0! | #DIV/0! | #DIV/0!
0 | 0 | 0 | 0 | 0 | 0 | #DIV/0! | #DIV/0! | #DIV/0! | #DIV/0! | #DIV/0! | #DIV/0! | #DIV/0! | #DIV/0! | #DIV/0! | #DIV/0! | #DIV/0! | #DIV/0! | #DIV/0! | #DIV/0! | #DIV/0! | #DIV/0! | #DIV/0! | #DIV/0! | #DIV/0! | #DIV/0! | #DIV/0! | #DIV/0! | #DIV/0! | #DIV/0! | #DIV/0! | #DIV/0! | #DIV/0! | #DIV/0! | [16 empty] | #DIV/0! | #DIV/0! | #DIV/0! | #DIV/0! | #DIV/0! | #DIV/0! | #DIV/0! | #DIV/0! | #DIV/0! | #DIV/0! | #DIV/0! | #DIV/0! | #DIV/0! | #DIV/0! | #DIV/0! | #DIV/0! | #DIV/0! | #DIV/0! | 29.2324 | 20.8766 | 19.4031 | 19.1689 | 19.2538 | 18.4505 | 24.3396 | 22.5059 | #DIV/0! | #DIV/0! | #DIV/0! | #DIV/0! | #DIV/0! | #DIV/0! | #DIV/0! | #DIV/0! | #DIV/0! | #DIV/0! | #DIV/0! | #DIV/0! | #DIV/0! | #DIV/0! | #DIV/0! | #DIV/0! | #DIV/0! | #DIV/0!
0 | 0 | 0 | 0 | 0 | 0 | #DIV/0! | #DIV/0! | #DIV/0! | #DIV/0! | #DIV/0! | #DIV/0! | #DIV/0! | #DIV/0! | #DIV/0! | #DIV/0! | #DIV/0! | #DIV/0! | #DIV/0! | #DIV/0! | #DIV/0! | #DIV/0! | #DIV/0! | #DIV/0! | #DIV/0! | #DIV/0! | #DIV/0! | #DIV/0! | #DIV/0! | #DIV/0! | #DIV/0! | #DIV/0! | #DIV/0! | #DIV/0! | [16 empty] | #DIV/0! | #DIV/0! | #DIV/0! | #DIV/0! | #DIV/0! | #DIV/0! | #DIV/0! | #DIV/0! | #DIV/0! | #DIV/0! | #DIV/0! | #DIV/0! | #DIV/0! | #DIV/0! | #DIV/0! | #DIV/0! | #DIV/0! | #DIV/0! | 29.2324 | 20.8766 | 19.4031 | 19.1689 | 19.2538 | 18.4505 | 24.3396 | 22.5059 | #DIV/0! | #DIV/0! | #DIV/0! | #DIV/0! | #DIV/0! | #DIV/0! | #DIV/0! | #DIV/0! | #DIV/0! | #DIV/0! | #DIV/0! | #DIV/0! | #DIV/0! | #DIV/0! | #DIV/0! | #DIV/0! | #DIV/0! | #DIV/0!
0 | 0 | 0 | 0 | 0 | 0 | #DIV/0! | #DIV/0! | #DIV/0! | #DIV/0! | #DIV/0! | #DIV/0! | #DIV/0! | #DIV/0! | #DIV/0! | #DIV/0! | #DIV/0! | #DIV/0! | #DIV/0! | #DIV/0! | #DIV/0! | #DIV/0! | #DIV/0! | #DIV/0! | #DIV/0! | #DIV/0! | #DIV/0! | #DIV/0! | #DIV/0! | #DIV/0! | #DIV/0! | #DIV/0! | #DIV/0! | #DIV/0! | [16 empty] | #DIV/0! | #DIV/0! | #DIV/0! | #DIV/0! | #DIV/0! | #DIV/0! | #DIV/0! | #DIV/0! | #DIV/0! | #DIV/0! | #DIV/0! | #DIV/0! | #DIV/0! | #DIV/0! | #DIV/0! | #DIV/0! | #DIV/0! | #DIV/0! | 29.2324 | 20.8766 | 19.4031 | 19.1689 | 19.2538 | 18.4505 | 24.3396 | 22.5059 | #DIV/0! | #DIV/0! | #DIV/0! | #DIV/0! | #DIV/0! | #DIV/0! | #DIV/0! | #DIV/0! | #DIV/0! | #DIV/0! | #DIV/0! | #DIV/0! | #DIV/0! | #DIV/0! | #DIV/0! | #DIV/0! | #DIV/0! | #DIV/0!
0 | 0 | 0 | 0 | 0 | 0 | #DIV/0! | #DIV/0! | #DIV/0! | #DIV/0! | #DIV/0! | #DIV/0! | #DIV/0! | #DIV/0! | #DIV/0! | #DIV/0! | #DIV/0! | #DIV/0! | #DIV/0! | #DIV/0! | #DIV/0! | #DIV/0! | #DIV/0! | #DIV/0! | #DIV/0! | #DIV/0! | #DIV/0! | #DIV/0! | #DIV/0! | #DIV/0! | #DIV/0! | #DIV/0! | #DIV/0! | #DIV/0! | [16 empty] | #DIV/0! | #DIV/0! | #DIV/0! | #DIV/0! | #DIV/0! | #DIV/0! | #DIV/0! | #DIV/0! | #DIV/0! | #DIV/0! | #DIV/0! | #DIV/0! | #DIV/0! | #DIV/0! | #DIV/0! | #DIV/0! | #DIV/0! | #DIV/0! | 29.2324 | 20.8766 | 19.4031 | 19.1689 | 19.2538 | 18.4505 | 24.3396 | 22.5059 | #DIV/0! | #DIV/0! | #DIV/0! | #DIV/0! | #DIV/0! | #DIV/0! | #DIV/0! | #DIV/0! | #DIV/0! | #DIV/0! | #DIV/0! | #DIV/0! | #DIV/0! | #DIV/0! | #DIV/0! | #DIV/0! | #DIV/0! | #DIV/0!
0 | 0 | 0 | 0 | 0 | 0 | #DIV/0! | #DIV/0! | #DIV/0! | #DIV/0! | #DIV/0! | #DIV/0! | #DIV/0! | #DIV/0! | #DIV/0! | #DIV/0! | #DIV/0! | #DIV/0! | #DIV/0! | #DIV/0! | #DIV/0! | #DIV/0! | #DIV/0! | #DIV/0! | #DIV/0! | #DIV/0! | #DIV/0! | #DIV/0! | #DIV/0! | #DIV/0! | #DIV/0! | #DIV/0! | #DIV/0! | #DIV/0! | [16 empty] | #DIV/0! | #DIV/0! | #DIV/0! | #DIV/0! | #DIV/0! | #DIV/0! | #DIV/0! | #DIV/0! | #DIV/0! | #DIV/0! | #DIV/0! | #DIV/0! | #DIV/0! | #DIV/0! | #DIV/0! | #DIV/0! | #DIV/0! | #DIV/0! | 29.2324 | 20.8766 | 19.4031 | 19.1689 | 19.2538 | 18.4505 | 24.3396 | 22.5059 | #DIV/0! | #DIV/0! | #DIV/0! | #DIV/0! | #DIV/0! | #DIV/0! | #DIV/0! | #DIV/0! | #DIV/0! | #DIV/0! | #DIV/0! | #DIV/0! | #DIV/0! | #DIV/0! | #DIV/0! | #DIV/0! | #DIV/0! | #DIV/0!
0 | 0 | 0 | 0 | 0 | 0 | #DIV/0! | #DIV/0! | #DIV/0! | #DIV/0! | #DIV/0! | #DIV/0! | #DIV/0! | #DIV/0! | #DIV/0! | #DIV/0! | #DIV/0! | #DIV/0! | #DIV/0! | #DIV/0! | #DIV/0! | #DIV/0! | #DIV/0! | #DIV/0! | #DIV/0! | #DIV/0! | #DIV/0! | #DIV/0! | #DIV/0! | #DIV/0! | #DIV/0! | #DIV/0! | #DIV/0! | #DIV/0! | [16 empty] | #DIV/0! | #DIV/0! | #DIV/0! | #DIV/0! | #DIV/0! | #DIV/0! | #DIV/0! | #DIV/0! | #DIV/0! | #DIV/0! | #DIV/0! | #DIV/0! | #DIV/0! | #DIV/0! | #DIV/0! | #DIV/0! | #DIV/0! | #DIV/0! | 29.2324 | 20.8766 | 19.4031 | 19.1689 | 19.2538 | 18.4505 | 24.3396 | 22.5059 | #DIV/0! | #DIV/0! | #DIV/0! | #DIV/0! | #DIV/0! | #DIV/0! | #DIV/0! | #DIV/0! | #DIV/0! | #DIV/0! | #DIV/0! | #DIV/0! | #DIV/0! | #DIV/0! | #DIV/0! | #DIV/0! | #DIV/0! | #DIV/0!
0 | 0 | 0 | 0 | 0 | 0 | #DIV/0! | #DIV/0! | #DIV/0! | #DIV/0! | #DIV/0! | #DIV/0! | #DIV/0! | #DIV/0! | #DIV/0! | #DIV/0! | #DIV/0! | #DIV/0! | #DIV/0! | #DIV/0! | #DIV/0! | #DIV/0! | #DIV/0! | #DIV/0! | #DIV/0! | #DIV/0! | #DIV/0! | #DIV/0! | #DIV/0! | #DIV/0! | #DIV/0! | #DIV/0! | #DIV/0! | #DIV/0! | [16 empty] | #DIV/0! | #DIV/0! | #DIV/0! | #DIV/0! | #DIV/0! | #DIV/0! | #DIV/0! | #DIV/0! | #DIV/0! | #DIV/0! | #DIV/0! | #DIV/0! | #DIV/0! | #DIV/0! | #DIV/0! | #DIV/0! | #DIV/0! | #DIV/0! | 29.2324 | 20.8766 | 19.4031 | 19.1689 | 19.2538 | 18.4505 | 24.3396 | 22.5059 | #DIV/0! | #DIV/0! | #DIV/0! | #DIV/0! | #DIV/0! | #DIV/0! | #DIV/0! | #DIV/0! | #DIV/0! | #DIV/0! | #DIV/0! | #DIV/0! | #DIV/0! | #DIV/0! | #DIV/0! | #DIV/0! | #DIV/0! | #DIV/0!
0 | 0 | 0 | 0 | 0 | 0 | #DIV/0! | #DIV/0! | #DIV/0! | #DIV/0! | #DIV/0! | #DIV/0! | #DIV/0! | #DIV/0! | #DIV/0! | #DIV/0! | #DIV/0! | #DIV/0! | #DIV/0! | #DIV/0! | #DIV/0! | #DIV/0! | #DIV/0! | #DIV/0! | #DIV/0! | #DIV/0! | #DIV/0! | #DIV/0! | #DIV/0! | #DIV/0! | #DIV/0! | #DIV/0! | #DIV/0! | #DIV/0! | [16 empty] | #DIV/0! | #DIV/0! | #DIV/0! | #DIV/0! | #DIV/0! | #DIV/0! | #DIV/0! | #DIV/0! | #DIV/0! | #DIV/0! | #DIV/0! | #DIV/0! | #DIV/0! | #DIV/0! | #DIV/0! | #DIV/0! | #DIV/0! | #DIV/0! | 29.2324 | 20.8766 | 19.4031 | 19.1689 | 19.2538 | 18.4505 | 24.3396 | 22.5059 | #DIV/0! | #DIV/0! | #DIV/0! | #DIV/0! | #DIV/0! | #DIV/0! | #DIV/0! | #DIV/0! | #DIV/0! | #DIV/0! | #DIV/0! | #DIV/0! | #DIV/0! | #DIV/0! | #DIV/0! | #DIV/0! | #DIV/0! | #DIV/0!
0 | 0 | 0 | 0 | 0 | 0 | #DIV/0! | #DIV/0! | #DIV/0! | #DIV/0! | #DIV/0! | #DIV/0! | #DIV/0! | #DIV/0! | #DIV/0! | #DIV/0! | #DIV/0! | #DIV/0! | #DIV/0! | #DIV/0! | #DIV/0! | #DIV/0! | #DIV/0! | #DIV/0! | #DIV/0! | #DIV/0! | #DIV/0! | #DIV/0! | #DIV/0! | #DIV/0! | #DIV/0! | #DIV/0! | #DIV/0! | #DIV/0! | [16 empty] | #DIV/0! | #DIV/0! | #DIV/0! | #DIV/0! | #DIV/0! | #DIV/0! | #DIV/0! | #DIV/0! | #DIV/0! | #DIV/0! | #DIV/0! | #DIV/0! | #DIV/0! | #DIV/0! | #DIV/0! | #DIV/0! | #DIV/0! | #DIV/0! | 29.2324 | 20.8766 | 19.4031 | 19.1689 | 19.2538 | 18.4505 | 24.3396 | 22.5059 | #DIV/0! | #DIV/0! | #DIV/0! | #DIV/0! | #DIV/0! | #DIV/0! | #DIV/0! | #DIV/0! | #DIV/0! | #DIV/0! | #DIV/0! | #DIV/0! | #DIV/0! | #DIV/0! | #DIV/0! | #DIV/0! | #DIV/0! | #DIV/0!
0 | 0 | 0 | 0 | 0 | 0 | #DIV/0! | #DIV/0! | #DIV/0! | #DIV/0! | #DIV/0! | #DIV/0! | #DIV/0! | #DIV/0! | #DIV/0! | #DIV/0! | #DIV/0! | #DIV/0! | #DIV/0! | #DIV/0! | #DIV/0! | #DIV/0! | #DIV/0! | #DIV/0! | #DIV/0! | #DIV/0! | #DIV/0! | #DIV/0! | #DIV/0! | #DIV/0! | #DIV/0! | #DIV/0! | #DIV/0! | #DIV/0! | [16 empty] | #DIV/0! | #DIV/0! | #DIV/0! | #DIV/0! | #DIV/0! | #DIV/0! | #DIV/0! | #DIV/0! | #DIV/0! | #DIV/0! | #DIV/0! | #DIV/0! | #DIV/0! | #DIV/0! | #DIV/0! | #DIV/0! | #DIV/0! | #DIV/0! | 29.2324 | 20.8766 | 19.4031 | 19.1689 | 19.2538 | 18.4505 | 24.3396 | 22.5059 | #DIV/0! | #DIV/0! | #DIV/0! | #DIV/0! | #DIV/0! | #DIV/0! | #DIV/0! | #DIV/0! | #DIV/0! | #DIV/0! | #DIV/0! | #DIV/0! | #DIV/0! | #DIV/0! | #DIV/0! | #DIV/0! | #DIV/0! | #DIV/0!
0 | 0 | 0 | 0 | 0 | 0 | #DIV/0! | #DIV/0! | #DIV/0! | #DIV/0! | #DIV/0! | #DIV/0! | #DIV/0! | #DIV/0! | #DIV/0! | #DIV/0! | #DIV/0! | #DIV/0! | #DIV/0! | #DIV/0! | #DIV/0! | #DIV/0! | #DIV/0! | #DIV/0! | #DIV/0! | #DIV/0! | #DIV/0! | #DIV/0! | #DIV/0! | #DIV/0! | #DIV/0! | #DIV/0! | #DIV/0! | #DIV/0! | [16 empty] | #DIV/0! | #DIV/0! | #DIV/0! | #DIV/0! | #DIV/0! | #DIV/0! | #DIV/0! | #DIV/0! | #DIV/0! | #DIV/0! | #DIV/0! | #DIV/0! | #DIV/0! | #DIV/0! | #DIV/0! | #DIV/0! | #DIV/0! | #DIV/0! | 29.2324 | 20.8766 | 19.4031 | 19.1689 | 19.2538 | 18.4505 | 24.3396 | 22.5059 | #DIV/0! | #DIV/0! | #DIV/0! | #DIV/0! | #DIV/0! | #DIV/0! | #DIV/0! | #DIV/0! | #DIV/0! | #DIV/0! | #DIV/0! | #DIV/0! | #DIV/0! | #DIV/0! | #DIV/0! | #DIV/0! | #DIV/0! | #DIV/0!
0 | 0 | 0 | 0 | 0 | 0 | #DIV/0! | #DIV/0! | #DIV/0! | #DIV/0! | #DIV/0! | #DIV/0! | #DIV/0! | #DIV/0! | #DIV/0! | #DIV/0! | #DIV/0! | #DIV/0! | #DIV/0! | #DIV/0! | #DIV/0! | #DIV/0! | #DIV/0! | #DIV/0! | #DIV/0! | #DIV/0! | #DIV/0! | #DIV/0! | #DIV/0! | #DIV/0! | #DIV/0! | #DIV/0! | #DIV/0! | #DIV/0! | [16 empty] | #DIV/0! | #DIV/0! | #DIV/0! | #DIV/0! | #DIV/0! | #DIV/0! | #DIV/0! | #DIV/0! | #DIV/0! | #DIV/0! | #DIV/0! | #DIV/0! | #DIV/0! | #DIV/0! | #DIV/0! | #DIV/0! | #DIV/0! | #DIV/0! | 29.2324 | 20.8766 | 19.4031 | 19.1689 | 19.2538 | 18.4505 | 24.3396 | 22.5059 | #DIV/0! | #DIV/0! | #DIV/0! | #DIV/0! | #DIV/0! | #DIV/0! | #DIV/0! | #DIV/0! | #DIV/0! | #DIV/0! | #DIV/0! | #DIV/0! | #DIV/0! | #DIV/0! | #DIV/0! | #DIV/0! | #DIV/0! | #DIV/0!
0 | 0 | 0 | 0 | 0 | 0 | #DIV/0! | #DIV/0! | #DIV/0! | #DIV/0! | #DIV/0! | #DIV/0! | #DIV/0! | #DIV/0! | #DIV/0! | #DIV/0! | #DIV/0! | #DIV/0! | #DIV/0! | #DIV/0! | #DIV/0! | #DIV/0! | #DIV/0! | #DIV/0! | #DIV/0! | #DIV/0! | #DIV/0! | #DIV/0! | #DIV/0! | #DIV/0! | #DIV/0! | #DIV/0! | #DIV/0! | #DIV/0! | [16 empty] | #DIV/0! | #DIV/0! | #DIV/0! | #DIV/0! | #DIV/0! | #DIV/0! | #DIV/0! | #DIV/0! | #DIV/0! | #DIV/0! | #DIV/0! | #DIV/0! | #DIV/0! | #DIV/0! | #DIV/0! | #DIV/0! | #DIV/0! | #DIV/0! | 29.2324 | 20.8766 | 19.4031 | 19.1689 | 19.2538 | 18.4505 | 24.3396 | 22.5059 | #DIV/0! | #DIV/0! | #DIV/0! | #DIV/0! | #DIV/0! | #DIV/0! | #DIV/0! | #DIV/0! | #DIV/0! | #DIV/0! | #DIV/0! | #DIV/0! | #DIV/0! | #DIV/0! | #DIV/0! | #DIV/0! | #DIV/0! | #DIV/0!
0 | 0 | 0 | 0 | 0 | 0 | #DIV/0! | #DIV/0! | #DIV/0! | #DIV/0! | #DIV/0! | #DIV/0! | #DIV/0! | #DIV/0! | #DIV/0! | #DIV/0! | #DIV/0! | #DIV/0! | #DIV/0! | #DIV/0! | #DIV/0! | #DIV/0! | #DIV/0! | #DIV/0! | #DIV/0! | #DIV/0! | #DIV/0! | #DIV/0! | #DIV/0! | #DIV/0! | #DIV/0! | #DIV/0! | #DIV/0! | #DIV/0! | [16 empty] | #DIV/0! | #DIV/0! | #DIV/0! | #DIV/0! | #DIV/0! | #DIV/0! | #DIV/0! | #DIV/0! | #DIV/0! | #DIV/0! | #DIV/0! | #DIV/0! | #DIV/0! | #DIV/0! | #DIV/0! | #DIV/0! | #DIV/0! | #DIV/0! | 29.2324 | 20.8766 | 19.4031 | 19.1689 | 19.2538 | 18.4505 | 24.3396 | 22.5059 | #DIV/0! | #DIV/0! | #DIV/0! | #DIV/0! | #DIV/0! | #DIV/0! | #DIV/0! | #DIV/0! | #DIV/0! | #DIV/0! | #DIV/0! | #DIV/0! | #DIV/0! | #DIV/0! | #DIV/0! | #DIV/0! | #DIV/0! | #DIV/0!
0 | 0 | 0 | 0 | 0 | 0 | #DIV/0! | #DIV/0! | #DIV/0! | #DIV/0! | #DIV/0! | #DIV/0! | #DIV/0! | #DIV/0! | #DIV/0! | #DIV/0! | #DIV/0! | #DIV/0! | #DIV/0! | #DIV/0! | #DIV/0! | #DIV/0! | #DIV/0! | #DIV/0! | #DIV/0! | #DIV/0! | #DIV/0! | #DIV/0! | #DIV/0! | #DIV/0! | #DIV/0! | #DIV/0! | #DIV/0! | #DIV/0! | [16 empty] | #DIV/0! | #DIV/0! | #DIV/0! | #DIV/0! | #DIV/0! | #DIV/0! | #DIV/0! | #DIV/0! | #DIV/0! | #DIV/0! | #DIV/0! | #DIV/0! | #DIV/0! | #DIV/0! | #DIV/0! | #DIV/0! | #DIV/0! | #DIV/0! | 29.2324 | 20.8766 | 19.4031 | 19.1689 | 19.2538 | 18.4505 | 24.3396 | 22.5059 | #DIV/0! | #DIV/0! | #DIV/0! | #DIV/0! | #DIV/0! | #DIV/0! | #DIV/0! | #DIV/0! | #DIV/0! | #DIV/0! | #DIV/0! | #DIV/0! | #DIV/0! | #DIV/0! | #DIV/0! | #DIV/0! | #DIV/0! | #DIV/0!
0 | 0 | 0 | 0 | 0 | 0 | #DIV/0! | #DIV/0! | #DIV/0! | #DIV/0! | #DIV/0! | #DIV/0! | #DIV/0! | #DIV/0! | #DIV/0! | #DIV/0! | #DIV/0! | #DIV/0! | #DIV/0! | #DIV/0! | #DIV/0! | #DIV/0! | #DIV/0! | #DIV/0! | #DIV/0! | #DIV/0! | #DIV/0! | #DIV/0! | #DIV/0! | #DIV/0! | #DIV/0! | #DIV/0! | #DIV/0! | #DIV/0! | [16 empty] | #DIV/0! | #DIV/0! | #DIV/0! | #DIV/0! | #DIV/0! | #DIV/0! | #DIV/0! | #DIV/0! | #DIV/0! | #DIV/0! | #DIV/0! | #DIV/0! | #DIV/0! | #DIV/0! | #DIV/0! | #DIV/0! | #DIV/0! | #DIV/0! | 29.2324 | 20.8766 | 19.4031 | 19.1689 | 19.2538 | 18.4505 | 24.3396 | 22.5059 | #DIV/0! | #DIV/0! | #DIV/0! | #DIV/0! | #DIV/0! | #DIV/0! | #DIV/0! | #DIV/0! | #DIV/0! | #DIV/0! | #DIV/0! | #DIV/0! | #DIV/0! | #DIV/0! | #DIV/0! | #DIV/0! | #DIV/0! | #DIV/0!
0 | 0 | 0 | 0 | 0 | 0 | #DIV/0! | #DIV/0! | #DIV/0! | #DIV/0! | #DIV/0! | #DIV/0! | #DIV/0! | #DIV/0! | #DIV/0! | #DIV/0! | #DIV/0! | #DIV/0! | #DIV/0! | #DIV/0! | #DIV/0! | #DIV/0! | #DIV/0! | #DIV/0! | #DIV/0! | #DIV/0! | #DIV/0! | #DIV/0! | #DIV/0! | #DIV/0! | #DIV/0! | #DIV/0! | #DIV/0! | #DIV/0! | [16 empty] | #DIV/0! | #DIV/0! | #DIV/0! | #DIV/0! | #DIV/0! | #DIV/0! | #DIV/0! | #DIV/0! | #DIV/0! | #DIV/0! | #DIV/0! | #DIV/0! | #DIV/0! | #DIV/0! | #DIV/0! | #DIV/0! | #DIV/0! | #DIV/0! | 29.2324 | 20.8766 | 19.4031 | 19.1689 | 19.2538 | 18.4505 | 24.3396 | 22.5059 | #DIV/0! | #DIV/0! | #DIV/0! | #DIV/0! | #DIV/0! | #DIV/0! | #DIV/0! | #DIV/0! | #DIV/0! | #DIV/0! | #DIV/0! | #DIV/0! | #DIV/0! | #DIV/0! | #DIV/0! | #DIV/0! | #DIV/0! | #DIV/0!
0 | 0 | 0 | 0 | 0 | 0 | #DIV/0! | #DIV/0! | #DIV/0! | #DIV/0! | #DIV/0! | #DIV/0! | #DIV/0! | #DIV/0! | #DIV/0! | #DIV/0! | #DIV/0! | #DIV/0! | #DIV/0! | #DIV/0! | #DIV/0! | #DIV/0! | #DIV/0! | #DIV/0! | #DIV/0! | #DIV/0! | #DIV/0! | #DIV/0! | #DIV/0! | #DIV/0! | #DIV/0! | #DIV/0! | #DIV/0! | #DIV/0! | [16 empty] | #DIV/0! | #DIV/0! | #DIV/0! | #DIV/0! | #DIV/0! | #DIV/0! | #DIV/0! | #DIV/0! | #DIV/0! | #DIV/0! | #DIV/0! | #DIV/0! | #DIV/0! | #DIV/0! | #DIV/0! | #DIV/0! | #DIV/0! | #DIV/0! | 29.2324 | 20.8766 | 19.4031 | 19.1689 | 19.2538 | 18.4505 | 24.3396 | 22.5059 | #DIV/0! | #DIV/0! | #DIV/0! | #DIV/0! | #DIV/0! | #DIV/0! | #DIV/0! | #DIV/0! | #DIV/0! | #DIV/0! | #DIV/0! | #DIV/0! | #DIV/0! | #DIV/0! | #DIV/0! | #DIV/0! | #DIV/0! | #DIV/0!
0 | 0 | 0 | 0 | 0 | 0 | #DIV/0! | #DIV/0! | #DIV/0! | #DIV/0! | #DIV/0! | #DIV/0! | #DIV/0! | #DIV/0! | #DIV/0! | #DIV/0! | #DIV/0! | #DIV/0! | #DIV/0! | #DIV/0! | #DIV/0! | #DIV/0! | #DIV/0! | #DIV/0! | #DIV/0! | #DIV/0! | #DIV/0! | #DIV/0! | #DIV/0! | #DIV/0! | #DIV/0! | #DIV/0! | #DIV/0! | #DIV/0! | [16 empty] | #DIV/0! | #DIV/0! | #DIV/0! | #DIV/0! | #DIV/0! | #DIV/0! | #DIV/0! | #DIV/0! | #DIV/0! | #DIV/0! | #DIV/0! | #DIV/0! | #DIV/0! | #DIV/0! | #DIV/0! | #DIV/0! | #DIV/0! | #DIV/0! | 29.2324 | 20.8766 | 19.4031 | 19.1689 | 19.2538 | 18.4505 | 24.3396 | 22.5059 | #DIV/0! | #DIV/0! | #DIV/0! | #DIV/0! | #DIV/0! | #DIV/0! | #DIV/0! | #DIV/0! | #DIV/0! | #DIV/0! | #DIV/0! | #DIV/0! | #DIV/0! | #DIV/0! | #DIV/0! | #DIV/0! | #DIV/0! | #DIV/0!
0 | 0 | 0 | 0 | 0 | 0 | #DIV/0! | #DIV/0! | #DIV/0! | #DIV/0! | #DIV/0! | #DIV/0! | #DIV/0! | #DIV/0! | #DIV/0! | #DIV/0! | #DIV/0! | #DIV/0! | #DIV/0! | #DIV/0! | #DIV/0! | #DIV/0! | #DIV/0! | #DIV/0! | #DIV/0! | #DIV/0! | #DIV/0! | #DIV/0! | #DIV/0! | #DIV/0! | #DIV/0! | #DIV/0! | #DIV/0! | #DIV/0! | [16 empty] | #DIV/0! | #DIV/0! | #DIV/0! | #DIV/0! | #DIV/0! | #DIV/0! | #DIV/0! | #DIV/0! | #DIV/0! | #DIV/0! | #DIV/0! | #DIV/0! | #DIV/0! | #DIV/0! | #DIV/0! | #DIV/0! | #DIV/0! | #DIV/0! | 29.2324 | 20.8766 | 19.4031 | 19.1689 | 19.2538 | 18.4505 | 24.3396 | 22.5059 | #DIV/0! | #DIV/0! | #DIV/0! | #DIV/0! | #DIV/0! | #DIV/0! | #DIV/0! | #DIV/0! | #DIV/0! | #DIV/0! | #DIV/0! | #DIV/0! | #DIV/0! | #DIV/0! | #DIV/0! | #DIV/0! | #DIV/0! | #DIV/0!
0 | 0 | 0 | 0 | 0 | 0 | #DIV/0! | #DIV/0! | #DIV/0! | #DIV/0! | #DIV/0! | #DIV/0! | #DIV/0! | #DIV/0! | #DIV/0! | #DIV/0! | #DIV/0! | #DIV/0! | #DIV/0! | #DIV/0! | #DIV/0! | #DIV/0! | #DIV/0! | #DIV/0! | #DIV/0! | #DIV/0! | #DIV/0! | #DIV/0! | #DIV/0! | #DIV/0! | #DIV/0! | #DIV/0! | #DIV/0! | #DIV/0! | [16 empty] | #DIV/0! | #DIV/0! | #DIV/0! | #DIV/0! | #DIV/0! | #DIV/0! | #DIV/0! | #DIV/0! | #DIV/0! | #DIV/0! | #DIV/0! | #DIV/0! | #DIV/0! | #DIV/0! | #DIV/0! | #DIV/0! | #DIV/0! | #DIV/0! | 29.2324 | 20.8766 | 19.4031 | 19.1689 | 19.2538 | 18.4505 | 24.3396 | 22.5059 | #DIV/0! | #DIV/0! | #DIV/0! | #DIV/0! | #DIV/0! | #DIV/0! | #DIV/0! | #DIV/0! | #DIV/0! | #DIV/0! | #DIV/0! | #DIV/0! | #DIV/0! | #DIV/0! | #DIV/0! | #DIV/0! | #DIV/0! | #DIV/0!
0 | 0 | 0 | 0 | 0 | 0 | #DIV/0! | #DIV/0! | #DIV/0! | #DIV/0! | #DIV/0! | #DIV/0! | #DIV/0! | #DIV/0! | #DIV/0! | #DIV/0! | #DIV/0! | #DIV/0! | #DIV/0! | #DIV/0! | #DIV/0! | #DIV/0! | #DIV/0! | #DIV/0! | #DIV/0! | #DIV/0! | #DIV/0! | #DIV/0! | #DIV/0! | #DIV/0! | #DIV/0! | #DIV/0! | #DIV/0! | #DIV/0! | [16 empty] | #DIV/0! | #DIV/0! | #DIV/0! | #DIV/0! | #DIV/0! | #DIV/0! | #DIV/0! | #DIV/0! | #DIV/0! | #DIV/0! | #DIV/0! | #DIV/0! | #DIV/0! | #DIV/0! | #DIV/0! | #DIV/0! | #DIV/0! | #DIV/0! | 29.2324 | 20.8766 | 19.4031 | 19.1689 | 19.2538 | 18.4505 | 24.3396 | 22.5059 | #DIV/0! | #DIV/0! | #DIV/0! | #DIV/0! | #DIV/0! | #DIV/0! | #DIV/0! | #DIV/0! | #DIV/0! | #DIV/0! | #DIV/0! | #DIV/0! | #DIV/0! | #DIV/0! | #DIV/0! | #DIV/0! | #DIV/0! | #DIV/0!
0 | 0 | 0 | 0 | 0 | 0 | #DIV/0! | #DIV/0! | #DIV/0! | #DIV/0! | #DIV/0! | #DIV/0! | #DIV/0! | #DIV/0! | #DIV/0! | #DIV/0! | #DIV/0! | #DIV/0! | #DIV/0! | #DIV/0! | #DIV/0! | #DIV/0! | #DIV/0! | #DIV/0! | #DIV/0! | #DIV/0! | #DIV/0! | #DIV/0! | #DIV/0! | #DIV/0! | #DIV/0! | #DIV/0! | #DIV/0! | #DIV/0! | [16 empty] | #DIV/0! | #DIV/0! | #DIV/0! | #DIV/0! | #DIV/0! | #DIV/0! | #DIV/0! | #DIV/0! | #DIV/0! | #DIV/0! | #DIV/0! | #DIV/0! | #DIV/0! | #DIV/0! | #DIV/0! | #DIV/0! | #DIV/0! | #DIV/0! | 29.2324 | 20.8766 | 19.4031 | 19.1689 | 19.2538 | 18.4505 | 24.3396 | 22.5059 | #DIV/0! | #DIV/0! | #DIV/0! | #DIV/0! | #DIV/0! | #DIV/0! | #DIV/0! | #DIV/0! | #DIV/0! | #DIV/0! | #DIV/0! | #DIV/0! | #DIV/0! | #DIV/0! | #DIV/0! | #DIV/0! | #DIV/0! | #DIV/0!
0 | 0 | 0 | 0 | 0 | 0 | #DIV/0! | #DIV/0! | #DIV/0! | #DIV/0! | #DIV/0! | #DIV/0! | #DIV/0! | #DIV/0! | #DIV/0! | #DIV/0! | #DIV/0! | #DIV/0! | #DIV/0! | #DIV/0! | #DIV/0! | #DIV/0! | #DIV/0! | #DIV/0! | #DIV/0! | #DIV/0! | #DIV/0! | #DIV/0! | #DIV/0! | #DIV/0! | #DIV/0! | #DIV/0! | #DIV/0! | #DIV/0! | [16 empty] | #DIV/0! | #DIV/0! | #DIV/0! | #DIV/0! | #DIV/0! | #DIV/0! | #DIV/0! | #DIV/0! | #DIV/0! | #DIV/0! | #DIV/0! | #DIV/0! | #DIV/0! | #DIV/0! | #DIV/0! | #DIV/0! | #DIV/0! | #DIV/0! | 29.2324 | 20.8766 | 19.4031 | 19.1689 | 19.2538 | 18.4505 | 24.3396 | 22.5059 | #DIV/0! | #DIV/0! | #DIV/0! | #DIV/0! | #DIV/0! | #DIV/0! | #DIV/0! | #DIV/0! | #DIV/0! | #DIV/0! | #DIV/0! | #DIV/0! | #DIV/0! | #DIV/0! | #DIV/0! | #DIV/0! | #DIV/0! | #DIV/0!
0 | 0 | 0 | 0 | 0 | 0 | #DIV/0! | #DIV/0! | #DIV/0! | #DIV/0! | #DIV/0! | #DIV/0! | #DIV/0! | #DIV/0! | #DIV/0! | #DIV/0! | #DIV/0! | #DIV/0! | #DIV/0! | #DIV/0! | #DIV/0! | #DIV/0! | #DIV/0! | #DIV/0! | #DIV/0! | #DIV/0! | #DIV/0! | #DIV/0! | #DIV/0! | #DIV/0! | #DIV/0! | #DIV/0! | #DIV/0! | #DIV/0! | [16 empty] | #DIV/0! | #DIV/0! | #DIV/0! | #DIV/0! | #DIV/0! | #DIV/0! | #DIV/0! | #DIV/0! | #DIV/0! | #DIV/0! | #DIV/0! | #DIV/0! | #DIV/0! | #DIV/0! | #DIV/0! | #DIV/0! | #DIV/0! | #DIV/0! | 29.2324 | 20.8766 | 19.4031 | 19.1689 | 19.2538 | 18.4505 | 24.3396 | 22.5059 | #DIV/0! | #DIV/0! | #DIV/0! | #DIV/0! | #DIV/0! | #DIV/0! | #DIV/0! | #DIV/0! | #DIV/0! | #DIV/0! | #DIV/0! | #DIV/0! | #DIV/0! | #DIV/0! | #DIV/0! | #DIV/0! | #DIV/0! | #DIV/0!
0 | 0 | 0 | 0 | 0 | 0 | #DIV/0! | #DIV/0! | #DIV/0! | #DIV/0! | #DIV/0! | #DIV/0! | #DIV/0! | #DIV/0! | #DIV/0! | #DIV/0! | #DIV/0! | #DIV/0! | #DIV/0! | #DIV/0! | #DIV/0! | #DIV/0! | #DIV/0! | #DIV/0! | #DIV/0! | #DIV/0! | #DIV/0! | #DIV/0! | #DIV/0! | #DIV/0! | #DIV/0! | #DIV/0! | #DIV/0! | #DIV/0! | [16 empty] | #DIV/0! | #DIV/0! | #DIV/0! | #DIV/0! | #DIV/0! | #DIV/0! | #DIV/0! | #DIV/0! | #DIV/0! | #DIV/0! | #DIV/0! | #DIV/0! | #DIV/0! | #DIV/0! | #DIV/0! | #DIV/0! | #DIV/0! | #DIV/0! | 29.2324 | 20.8766 | 19.4031 | 19.1689 | 19.2538 | 18.4505 | 24.3396 | 22.5059 | #DIV/0! | #DIV/0! | #DIV/0! | #DIV/0! | #DIV/0! | #DIV/0! | #DIV/0! | #DIV/0! | #DIV/0! | #DIV/0! | #DIV/0! | #DIV/0! | #DIV/0! | #DIV/0! | #DIV/0! | #DIV/0! | #DIV/0! | #DIV/0!
0 | 0 | 0 | 0 | 0 | 0 | #DIV/0! | #DIV/0! | #DIV/0! | #DIV/0! | #DIV/0! | #DIV/0! | #DIV/0! | #DIV/0! | #DIV/0! | #DIV/0! | #DIV/0! | #DIV/0! | #DIV/0! | #DIV/0! | #DIV/0! | #DIV/0! | #DIV/0! | #DIV/0! | #DIV/0! | #DIV/0! | #DIV/0! | #DIV/0! | #DIV/0! | #DIV/0! | #DIV/0! | #DIV/0! | #DIV/0! | #DIV/0! | [16 empty] | #DIV/0! | #DIV/0! | #DIV/0! | #DIV/0! | #DIV/0! | #DIV/0! | #DIV/0! | #DIV/0! | #DIV/0! | #DIV/0! | #DIV/0! | #DIV/0! | #DIV/0! | #DIV/0! | #DIV/0! | #DIV/0! | #DIV/0! | #DIV/0! | 29.2324 | 20.8766 | 19.4031 | 19.1689 | 19.2538 | 18.4505 | 24.3396 | 22.5059 | #DIV/0! | #DIV/0! | #DIV/0! | #DIV/0! | #DIV/0! | #DIV/0! | #DIV/0! | #DIV/0! | #DIV/0! | #DIV/0! | #DIV/0! | #DIV/0! | #DIV/0! | #DIV/0! | #DIV/0! | #DIV/0! | #DIV/0! | #DIV/0!
0 | 0 | 0 | 0 | 0 | 0 | #DIV/0! | #DIV/0! | #DIV/0! | #DIV/0! | #DIV/0! | #DIV/0! | #DIV/0! | #DIV/0! | #DIV/0! | #DIV/0! | #DIV/0! | #DIV/0! | #DIV/0! | #DIV/0! | #DIV/0! | #DIV/0! | #DIV/0! | #DIV/0! | #DIV/0! | #DIV/0! | #DIV/0! | #DIV/0! | #DIV/0! | #DIV/0! | #DIV/0! | #DIV/0! | #DIV/0! | #DIV/0! | [16 empty] | #DIV/0! | #DIV/0! | #DIV/0! | #DIV/0! | #DIV/0! | #DIV/0! | #DIV/0! | #DIV/0! | #DIV/0! | #DIV/0! | #DIV/0! | #DIV/0! | #DIV/0! | #DIV/0! | #DIV/0! | #DIV/0! | #DIV/0! | #DIV/0! | 29.2324 | 20.8766 | 19.4031 | 19.1689 | 19.2538 | 18.4505 | 24.3396 | 22.5059 | #DIV/0! | #DIV/0! | #DIV/0! | #DIV/0! | #DIV/0! | #DIV/0! | #DIV/0! | #DIV/0! | #DIV/0! | #DIV/0! | #DIV/0! | #DIV/0! | #DIV/0! | #DIV/0! | #DIV/0! | #DIV/0! | #DIV/0! | #DIV/0!
0 | 0 | 0 | 0 | 0 | 0 | #DIV/0! | #DIV/0! | #DIV/0! | #DIV/0! | #DIV/0! | #DIV/0! | #DIV/0! | #DIV/0! | #DIV/0! | #DIV/0! | #DIV/0! | #DIV/0! | #DIV/0! | #DIV/0! | #DIV/0! | #DIV/0! | #DIV/0! | #DIV/0! | #DIV/0! | #DIV/0! | #DIV/0! | #DIV/0! | #DIV/0! | #DIV/0! | #DIV/0! | #DIV/0! | #DIV/0! | #DIV/0! | [16 empty] | #DIV/0! | #DIV/0! | #DIV/0! | #DIV/0! | #DIV/0! | #DIV/0! | #DIV/0! | #DIV/0! | #DIV/0! | #DIV/0! | #DIV/0! | #DIV/0! | #DIV/0! | #DIV/0! | #DIV/0! | #DIV/0! | #DIV/0! | #DIV/0! | 29.2324 | 20.8766 | 19.4031 | 19.1689 | 19.2538 | 18.4505 | 24.3396 | 22.5059 | #DIV/0! | #DIV/0! | #DIV/0! | #DIV/0! | #DIV/0! | #DIV/0! | #DIV/0! | #DIV/0! | #DIV/0! | #DIV/0! | #DIV/0! | #DIV/0! | #DIV/0! | #DIV/0! | #DIV/0! | #DIV/0! | #DIV/0! | #DIV/0!
0 | 0 | 0 | 0 | 0 | 0 | #DIV/0! | #DIV/0! | #DIV/0! | #DIV/0! | #DIV/0! | #DIV/0! | #DIV/0! | #DIV/0! | #DIV/0! | #DIV/0! | #DIV/0! | #DIV/0! | #DIV/0! | #DIV/0! | #DIV/0! | #DIV/0! | #DIV/0! | #DIV/0! | #DIV/0! | #DIV/0! | #DIV/0! | #DIV/0! | #DIV/0! | #DIV/0! | #DIV/0! | #DIV/0! | #DIV/0! | #DIV/0! | [16 empty] | #DIV/0! | #DIV/0! | #DIV/0! | #DIV/0! | #DIV/0! | #DIV/0! | #DIV/0! | #DIV/0! | #DIV/0! | #DIV/0! | #DIV/0! | #DIV/0! | #DIV/0! | #DIV/0! | #DIV/0! | #DIV/0! | #DIV/0! | #DIV/0! | 29.2324 | 20.8766 | 19.4031 | 19.1689 | 19.2538 | 18.4505 | 24.3396 | 22.5059 | #DIV/0! | #DIV/0! | #DIV/0! | #DIV/0! | #DIV/0! | #DIV/0! | #DIV/0! | #DIV/0! | #DIV/0! | #DIV/0! | #DIV/0! | #DIV/0! | #DIV/0! | #DIV/0! | #DIV/0! | #DIV/0! | #DIV/0! | #DIV/0!
0 | 0 | 0 | 0 | 0 | 0 | #DIV/0! | #DIV/0! | #DIV/0! | #DIV/0! | #DIV/0! | #DIV/0! | #DIV/0! | #DIV/0! | #DIV/0! | #DIV/0! | #DIV/0! | #DIV/0! | #DIV/0! | #DIV/0! | #DIV/0! | #DIV/0! | #DIV/0! | #DIV/0! | #DIV/0! | #DIV/0! | #DIV/0! | #DIV/0! | #DIV/0! | #DIV/0! | #DIV/0! | #DIV/0! | #DIV/0! | #DIV/0! | [16 empty] | #DIV/0! | #DIV/0! | #DIV/0! | #DIV/0! | #DIV/0! | #DIV/0! | #DIV/0! | #DIV/0! | #DIV/0! | #DIV/0! | #DIV/0! | #DIV/0! | #DIV/0! | #DIV/0! | #DIV/0! | #DIV/0! | #DIV/0! | #DIV/0! | 29.2324 | 20.8766 | 19.4031 | 19.1689 | 19.2538 | 18.4505 | 24.3396 | 22.5059 | #DIV/0! | #DIV/0! | #DIV/0! | #DIV/0! | #DIV/0! | #DIV/0! | #DIV/0! | #DIV/0! | #DIV/0! | #DIV/0! | #DIV/0! | #DIV/0! | #DIV/0! | #DIV/0! | #DIV/0! | #DIV/0! | #DIV/0! | #DIV/0!
0 | 0 | 0 | 0 | 0 | 0 | #DIV/0! | #DIV/0! | #DIV/0! | #DIV/0! | #DIV/0! | #DIV/0! | #DIV/0! | #DIV/0! | #DIV/0! | #DIV/0! | #DIV/0! | #DIV/0! | #DIV/0! | #DIV/0! | #DIV/0! | #DIV/0! | #DIV/0! | #DIV/0! | #DIV/0! | #DIV/0! | #DIV/0! | #DIV/0! | #DIV/0! | #DIV/0! | #DIV/0! | #DIV/0! | #DIV/0! | #DIV/0! | [16 empty] | #DIV/0! | #DIV/0! | #DIV/0! | #DIV/0! | #DIV/0! | #DIV/0! | #DIV/0! | #DIV/0! | #DIV/0! | #DIV/0! | #DIV/0! | #DIV/0! | #DIV/0! | #DIV/0! | #DIV/0! | #DIV/0! | #DIV/0! | #DIV/0! | 29.2324 | 20.8766 | 19.4031 | 19.1689 | 19.2538 | 18.4505 | 24.3396 | 22.5059 | #DIV/0! | #DIV/0! | #DIV/0! | #DIV/0! | #DIV/0! | #DIV/0! | #DIV/0! | #DIV/0! | #DIV/0! | #DIV/0! | #DIV/0! | #DIV/0! | #DIV/0! | #DIV/0! | #DIV/0! | #DIV/0! | #DIV/0! | #DIV/0!
0 | 0 | 0 | 0 | 0 | 0 | #DIV/0! | #DIV/0! | #DIV/0! | #DIV/0! | #DIV/0! | #DIV/0! | #DIV/0! | #DIV/0! | #DIV/0! | #DIV/0! | #DIV/0! | #DIV/0! | #DIV/0! | #DIV/0! | #DIV/0! | #DIV/0! | #DIV/0! | #DIV/0! | #DIV/0! | #DIV/0! | #DIV/0! | #DIV/0! | #DIV/0! | #DIV/0! | #DIV/0! | #DIV/0! | #DIV/0! | #DIV/0! | [16 empty] | #DIV/0! | #DIV/0! | #DIV/0! | #DIV/0! | #DIV/0! | #DIV/0! | #DIV/0! | #DIV/0! | #DIV/0! | #DIV/0! | #DIV/0! | #DIV/0! | #DIV/0! | #DIV/0! | #DIV/0! | #DIV/0! | #DIV/0! | #DIV/0! | 29.2324 | 20.8766 | 19.4031 | 19.1689 | 19.2538 | 18.4505 | 24.3396 | 22.5059 | #DIV/0! | #DIV/0! | #DIV/0! | #DIV/0! | #DIV/0! | #DIV/0! | #DIV/0! | #DIV/0! | #DIV/0! | #DIV/0! | #DIV/0! | #DIV/0! | #DIV/0! | #DIV/0! | #DIV/0! | #DIV/0! | #DIV/0! | #DIV/0!
0 | 0 | 0 | 0 | 0 | 0 | #DIV/0! | #DIV/0! | #DIV/0! | #DIV/0! | #DIV/0! | #DIV/0! | #DIV/0! | #DIV/0! | #DIV/0! | #DIV/0! | #DIV/0! | #DIV/0! | #DIV/0! | #DIV/0! | #DIV/0! | #DIV/0! | #DIV/0! | #DIV/0! | #DIV/0! | #DIV/0! | #DIV/0! | #DIV/0! | #DIV/0! | #DIV/0! | #DIV/0! | #DIV/0! | #DIV/0! | #DIV/0! | [16 empty] | #DIV/0! | #DIV/0! | #DIV/0! | #DIV/0! | #DIV/0! | #DIV/0! | #DIV/0! | #DIV/0! | #DIV/0! | #DIV/0! | #DIV/0! | #DIV/0! | #DIV/0! | #DIV/0! | #DIV/0! | #DIV/0! | #DIV/0! | #DIV/0! | 29.2324 | 20.8766 | 19.4031 | 19.1689 | 19.2538 | 18.4505 | 24.3396 | 22.5059 | #DIV/0! | #DIV/0! | #DIV/0! | #DIV/0! | #DIV/0! | #DIV/0! | #DIV/0! | #DIV/0! | #DIV/0! | #DIV/0! | #DIV/0! | #DIV/0! | #DIV/0! | #DIV/0! | #DIV/0! | #DIV/0! | #DIV/0! | #DIV/0!
0 | 0 | 0 | 0 | 0 | 0 | #DIV/0! | #DIV/0! | #DIV/0! | #DIV/0! | #DIV/0! | #DIV/0! | #DIV/0! | #DIV/0! | #DIV/0! | #DIV/0! | #DIV/0! | #DIV/0! | #DIV/0! | #DIV/0! | #DIV/0! | #DIV/0! | #DIV/0! | #DIV/0! | #DIV/0! | #DIV/0! | #DIV/0! | #DIV/0! | #DIV/0! | #DIV/0! | #DIV/0! | #DIV/0! | #DIV/0! | #DIV/0! | [16 empty] | #DIV/0! | #DIV/0! | #DIV/0! | #DIV/0! | #DIV/0! | #DIV/0! | #DIV/0! | #DIV/0! | #DIV/0! | #DIV/0! | #DIV/0! | #DIV/0! | #DIV/0! | #DIV/0! | #DIV/0! | #DIV/0! | #DIV/0! | #DIV/0! | 29.2324 | 20.8766 | 19.4031 | 19.1689 | 19.2538 | 18.4505 | 24.3396 | 22.5059 | #DIV/0! | #DIV/0! | #DIV/0! | #DIV/0! | #DIV/0! | #DIV/0! | #DIV/0! | #DIV/0! | #DIV/0! | #DIV/0! | #DIV/0! | #DIV/0! | #DIV/0! | #DIV/0! | #DIV/0! | #DIV/0! | #DIV/0! | #DIV/0!
0 | 0 | 0 | 0 | 0 | 0 | #DIV/0! | #DIV/0! | #DIV/0! | #DIV/0! | #DIV/0! | #DIV/0! | #DIV/0! | #DIV/0! | #DIV/0! | #DIV/0! | #DIV/0! | #DIV/0! | #DIV/0! | #DIV/0! | #DIV/0! | #DIV/0! | #DIV/0! | #DIV/0! | #DIV/0! | #DIV/0! | #DIV/0! | #DIV/0! | #DIV/0! | #DIV/0! | #DIV/0! | #DIV/0! | #DIV/0! | #DIV/0! | [16 empty] | #DIV/0! | #DIV/0! | #DIV/0! | #DIV/0! | #DIV/0! | #DIV/0! | #DIV/0! | #DIV/0! | #DIV/0! | #DIV/0! | #DIV/0! | #DIV/0! | #DIV/0! | #DIV/0! | #DIV/0! | #DIV/0! | #DIV/0! | #DIV/0! | 29.2324 | 20.8766 | 19.4031 | 19.1689 | 19.2538 | 18.4505 | 24.3396 | 22.5059 | #DIV/0! | #DIV/0! | #DIV/0! | #DIV/0! | #DIV/0! | #DIV/0! | #DIV/0! | #DIV/0! | #DIV/0! | #DIV/0! | #DIV/0! | #DIV/0! | #DIV/0! | #DIV/0! | #DIV/0! | #DIV/0! | #DIV/0! | #DIV/0!
0 | 0 | 0 | 0 | 0 | 0 | #DIV/0! | #DIV/0! | #DIV/0! | #DIV/0! | #DIV/0! | #DIV/0! | #DIV/0! | #DIV/0! | #DIV/0! | #DIV/0! | #DIV/0! | #DIV/0! | #DIV/0! | #DIV/0! | #DIV/0! | #DIV/0! | #DIV/0! | #DIV/0! | #DIV/0! | #DIV/0! | #DIV/0! | #DIV/0! | #DIV/0! | #DIV/0! | #DIV/0! | #DIV/0! | #DIV/0! | #DIV/0! | [16 empty] | #DIV/0! | #DIV/0! | #DIV/0! | #DIV/0! | #DIV/0! | #DIV/0! | #DIV/0! | #DIV/0! | #DIV/0! | #DIV/0! | #DIV/0! | #DIV/0! | #DIV/0! | #DIV/0! | #DIV/0! | #DIV/0! | #DIV/0! | #DIV/0! | 29.2324 | 20.8766 | 19.4031 | 19.1689 | 19.2538 | 18.4505 | 24.3396 | 22.5059 | #DIV/0! | #DIV/0! | #DIV/0! | #DIV/0! | #DIV/0! | #DIV/0! | #DIV/0! | #DIV/0! | #DIV/0! | #DIV/0! | #DIV/0! | #DIV/0! | #DIV/0! | #DIV/0! | #DIV/0! | #DIV/0! | #DIV/0! | #DIV/0!
0 | 0 | 0 | 0 | 0 | 0 | #DIV/0! | #DIV/0! | #DIV/0! | #DIV/0! | #DIV/0! | #DIV/0! | #DIV/0! | #DIV/0! | #DIV/0! | #DIV/0! | #DIV/0! | #DIV/0! | #DIV/0! | #DIV/0! | #DIV/0! | #DIV/0! | #DIV/0! | #DIV/0! | #DIV/0! | #DIV/0! | #DIV/0! | #DIV/0! | #DIV/0! | #DIV/0! | #DIV/0! | #DIV/0! | #DIV/0! | #DIV/0! | [16 empty] | #DIV/0! | #DIV/0! | #DIV/0! | #DIV/0! | #DIV/0! | #DIV/0! | #DIV/0! | #DIV/0! | #DIV/0! | #DIV/0! | #DIV/0! | #DIV/0! | #DIV/0! | #DIV/0! | #DIV/0! | #DIV/0! | #DIV/0! | #DIV/0! | 29.2324 | 20.8766 | 19.4031 | 19.1689 | 19.2538 | 18.4505 | 24.3396 | 22.5059 | #DIV/0! | #DIV/0! | #DIV/0! | #DIV/0! | #DIV/0! | #DIV/0! | #DIV/0! | #DIV/0! | #DIV/0! | #DIV/0! | #DIV/0! | #DIV/0! | #DIV/0! | #DIV/0! | #DIV/0! | #DIV/0! | #DIV/0! | #DIV/0!
0 | 0 | 0 | 0 | 0 | 0 | #DIV/0! | #DIV/0! | #DIV/0! | #DIV/0! | #DIV/0! | #DIV/0! | #DIV/0! | #DIV/0! | #DIV/0! | #DIV/0! | #DIV/0! | #DIV/0! | #DIV/0! | #DIV/0! | #DIV/0! | #DIV/0! | #DIV/0! | #DIV/0! | #DIV/0! | #DIV/0! | #DIV/0! | #DIV/0! | #DIV/0! | #DIV/0! | #DIV/0! | #DIV/0! | #DIV/0! | #DIV/0! | [16 empty] | #DIV/0! | #DIV/0! | #DIV/0! | #DIV/0! | #DIV/0! | #DIV/0! | #DIV/0! | #DIV/0! | #DIV/0! | #DIV/0! | #DIV/0! | #DIV/0! | #DIV/0! | #DIV/0! | #DIV/0! | #DIV/0! | #DIV/0! | #DIV/0! | 29.2324 | 20.8766 | 19.4031 | 19.1689 | 19.2538 | 18.4505 | 24.3396 | 22.5059 | #DIV/0! | #DIV/0! | #DIV/0! | #DIV/0! | #DIV/0! | #DIV/0! | #DIV/0! | #DIV/0! | #DIV/0! | #DIV/0! | #DIV/0! | #DIV/0! | #DIV/0! | #DIV/0! | #DIV/0! | #DIV/0! | #DIV/0! | #DIV/0!
0 | 0 | 0 | 0 | 0 | 0 | #DIV/0! | #DIV/0! | #DIV/0! | #DIV/0! | #DIV/0! | #DIV/0! | #DIV/0! | #DIV/0! | #DIV/0! | #DIV/0! | #DIV/0! | #DIV/0! | #DIV/0! | #DIV/0! | #DIV/0! | #DIV/0! | #DIV/0! | #DIV/0! | #DIV/0! | #DIV/0! | #DIV/0! | #DIV/0! | #DIV/0! | #DIV/0! | #DIV/0! | #DIV/0! | #DIV/0! | #DIV/0! | [16 empty] | #DIV/0! | #DIV/0! | #DIV/0! | #DIV/0! | #DIV/0! | #DIV/0! | #DIV/0! | #DIV/0! | #DIV/0! | #DIV/0! | #DIV/0! | #DIV/0! | #DIV/0! | #DIV/0! | #DIV/0! | #DIV/0! | #DIV/0! | #DIV/0! | 29.2324 | 20.8766 | 19.4031 | 19.1689 | 19.2538 | 18.4505 | 24.3396 | 22.5059 | #DIV/0! | #DIV/0! | #DIV/0! | #DIV/0! | #DIV/0! | #DIV/0! | #DIV/0! | #DIV/0! | #DIV/0! | #DIV/0! | #DIV/0! | #DIV/0! | #DIV/0! | #DIV/0! | #DIV/0! | #DIV/0! | #DIV/0! | #DIV/0!
0 | 0 | 0 | 0 | 0 | 0 | #DIV/0! | #DIV/0! | #DIV/0! | #DIV/0! | #DIV/0! | #DIV/0! | #DIV/0! | #DIV/0! | #DIV/0! | #DIV/0! | #DIV/0! | #DIV/0! | #DIV/0! | #DIV/0! | #DIV/0! | #DIV/0! | #DIV/0! | #DIV/0! | #DIV/0! | #DIV/0! | #DIV/0! | #DIV/0! | #DIV/0! | #DIV/0! | #DIV/0! | #DIV/0! | #DIV/0! | #DIV/0! | [16 empty] | #DIV/0! | #DIV/0! | #DIV/0! | #DIV/0! | #DIV/0! | #DIV/0! | #DIV/0! | #DIV/0! | #DIV/0! | #DIV/0! | #DIV/0! | #DIV/0! | #DIV/0! | #DIV/0! | #DIV/0! | #DIV/0! | #DIV/0! | #DIV/0! | 29.2324 | 20.8766 | 19.4031 | 19.1689 | 19.2538 | 18.4505 | 24.3396 | 22.5059 | #DIV/0! | #DIV/0! | #DIV/0! | #DIV/0! | #DIV/0! | #DIV/0! | #DIV/0! | #DIV/0! | #DIV/0! | #DIV/0! | #DIV/0! | #DIV/0! | #DIV/0! | #DIV/0! | #DIV/0! | #DIV/0! | #DIV/0! | #DIV/0!
0 | 0 | 0 | 0 | 0 | 0 | #DIV/0! | #DIV/0! | #DIV/0! | #DIV/0! | #DIV/0! | #DIV/0! | #DIV/0! | #DIV/0! | #DIV/0! | #DIV/0! | #DIV/0! | #DIV/0! | #DIV/0! | #DIV/0! | #DIV/0! | #DIV/0! | #DIV/0! | #DIV/0! | #DIV/0! | #DIV/0! | #DIV/0! | #DIV/0! | #DIV/0! | #DIV/0! | #DIV/0! | #DIV/0! | #DIV/0! | #DIV/0! | [16 empty] | #DIV/0! | #DIV/0! | #DIV/0! | #DIV/0! | #DIV/0! | #DIV/0! | #DIV/0! | #DIV/0! | #DIV/0! | #DIV/0! | #DIV/0! | #DIV/0! | #DIV/0! | #DIV/0! | #DIV/0! | #DIV/0! | #DIV/0! | #DIV/0! | 29.2324 | 20.8766 | 19.4031 | 19.1689 | 19.2538 | 18.4505 | 24.3396 | 22.5059 | #DIV/0! | #DIV/0! | #DIV/0! | #DIV/0! | #DIV/0! | #DIV/0! | #DIV/0! | #DIV/0! | #DIV/0! | #DIV/0! | #DIV/0! | #DIV/0! | #DIV/0! | #DIV/0! | #DIV/0! | #DIV/0! | #DIV/0! | #DIV/0!
0 | 0 | 0 | 0 | 0 | 0 | #DIV/0! | #DIV/0! | #DIV/0! | #DIV/0! | #DIV/0! | #DIV/0! | #DIV/0! | #DIV/0! | #DIV/0! | #DIV/0! | #DIV/0! | #DIV/0! | #DIV/0! | #DIV/0! | #DIV/0! | #DIV/0! | #DIV/0! | #DIV/0! | #DIV/0! | #DIV/0! | #DIV/0! | #DIV/0! | #DIV/0! | #DIV/0! | #DIV/0! | #DIV/0! | #DIV/0! | #DIV/0! | [16 empty] | #DIV/0! | #DIV/0! | #DIV/0! | #DIV/0! | #DIV/0! | #DIV/0! | #DIV/0! | #DIV/0! | #DIV/0! | #DIV/0! | #DIV/0! | #DIV/0! | #DIV/0! | #DIV/0! | #DIV/0! | #DIV/0! | #DIV/0! | #DIV/0! | 29.2324 | 20.8766 | 19.4031 | 19.1689 | 19.2538 | 18.4505 | 24.3396 | 22.5059 | #DIV/0! | #DIV/0! | #DIV/0! | #DIV/0! | #DIV/0! | #DIV/0! | #DIV/0! | #DIV/0! | #DIV/0! | #DIV/0! | #DIV/0! | #DIV/0! | #DIV/0! | #DIV/0! | #DIV/0! | #DIV/0! | #DIV/0! | #DIV/0!
0 | 0 | 0 | 0 | 0 | 0 | #DIV/0! | #DIV/0! | #DIV/0! | #DIV/0! | #DIV/0! | #DIV/0! | #DIV/0! | #DIV/0! | #DIV/0! | #DIV/0! | #DIV/0! | #DIV/0! | #DIV/0! | #DIV/0! | #DIV/0! | #DIV/0! | #DIV/0! | #DIV/0! | #DIV/0! | #DIV/0! | #DIV/0! | #DIV/0! | #DIV/0! | #DIV/0! | #DIV/0! | #DIV/0! | #DIV/0! | #DIV/0! | [16 empty] | #DIV/0! | #DIV/0! | #DIV/0! | #DIV/0! | #DIV/0! | #DIV/0! | #DIV/0! | #DIV/0! | #DIV/0! | #DIV/0! | #DIV/0! | #DIV/0! | #DIV/0! | #DIV/0! | #DIV/0! | #DIV/0! | #DIV/0! | #DIV/0! | 29.2324 | 20.8766 | 19.4031 | 19.1689 | 19.2538 | 18.4505 | 24.3396 | 22.5059 | #DIV/0! | #DIV/0! | #DIV/0! | #DIV/0! | #DIV/0! | #DIV/0! | #DIV/0! | #DIV/0! | #DIV/0! | #DIV/0! | #DIV/0! | #DIV/0! | #DIV/0! | #DIV/0! | #DIV/0! | #DIV/0! | #DIV/0! | #DIV/0!
0 | 0 | 0 | 0 | 0 | 0 | #DIV/0! | #DIV/0! | #DIV/0! | #DIV/0! | #DIV/0! | #DIV/0! | #DIV/0! | #DIV/0! | #DIV/0! | #DIV/0! | #DIV/0! | #DIV/0! | #DIV/0! | #DIV/0! | #DIV/0! | #DIV/0! | #DIV/0! | #DIV/0! | #DIV/0! | #DIV/0! | #DIV/0! | #DIV/0! | #DIV/0! | #DIV/0! | #DIV/0! | #DIV/0! | #DIV/0! | #DIV/0! | [16 empty] | #DIV/0! | #DIV/0! | #DIV/0! | #DIV/0! | #DIV/0! | #DIV/0! | #DIV/0! | #DIV/0! | #DIV/0! | #DIV/0! | #DIV/0! | #DIV/0! | #DIV/0! | #DIV/0! | #DIV/0! | #DIV/0! | #DIV/0! | #DIV/0! | 29.2324 | 20.8766 | 19.4031 | 19.1689 | 19.2538 | 18.4505 | 24.3396 | 22.5059 | #DIV/0! | #DIV/0! | #DIV/0! | #DIV/0! | #DIV/0! | #DIV/0! | #DIV/0! | #DIV/0! | #DIV/0! | #DIV/0! | #DIV/0! | #DIV/0! | #DIV/0! | #DIV/0! | #DIV/0! | #DIV/0! | #DIV/0! | #DIV/0!
0 | 0 | 0 | 0 | 0 | 0 | #DIV/0! | #DIV/0! | #DIV/0! | #DIV/0! | #DIV/0! | #DIV/0! | #DIV/0! | #DIV/0! | #DIV/0! | #DIV/0! | #DIV/0! | #DIV/0! | #DIV/0! | #DIV/0! | #DIV/0! | #DIV/0! | #DIV/0! | #DIV/0! | #DIV/0! | #DIV/0! | #DIV/0! | #DIV/0! | #DIV/0! | #DIV/0! | #DIV/0! | #DIV/0! | #DIV/0! | #DIV/0! | [16 empty] | #DIV/0! | #DIV/0! | #DIV/0! | #DIV/0! | #DIV/0! | #DIV/0! | #DIV/0! | #DIV/0! | #DIV/0! | #DIV/0! | #DIV/0! | #DIV/0! | #DIV/0! | #DIV/0! | #DIV/0! | #DIV/0! | #DIV/0! | #DIV/0! | 29.2324 | 20.8766 | 19.4031 | 19.1689 | 19.2538 | 18.4505 | 24.3396 | 22.5059 | #DIV/0! | #DIV/0! | #DIV/0! | #DIV/0! | #DIV/0! | #DIV/0! | #DIV/0! | #DIV/0! | #DIV/0! | #DIV/0! | #DIV/0! | #DIV/0! | #DIV/0! | #DIV/0! | #DIV/0! | #DIV/0! | #DIV/0! | #DIV/0!
0 | 0 | 0 | 0 | 0 | 0 | #DIV/0! | #DIV/0! | #DIV/0! | #DIV/0! | #DIV/0! | #DIV/0! | #DIV/0! | #DIV/0! | #DIV/0! | #DIV/0! | #DIV/0! | #DIV/0! | #DIV/0! | #DIV/0! | #DIV/0! | #DIV/0! | #DIV/0! | #DIV/0! | #DIV/0! | #DIV/0! | #DIV/0! | #DIV/0! | #DIV/0! | #DIV/0! | #DIV/0! | #DIV/0! | #DIV/0! | #DIV/0! | [16 empty] | #DIV/0! | #DIV/0! | #DIV/0! | #DIV/0! | #DIV/0! | #DIV/0! | #DIV/0! | #DIV/0! | #DIV/0! | #DIV/0! | #DIV/0! | #DIV/0! | #DIV/0! | #DIV/0! | #DIV/0! | #DIV/0! | #DIV/0! | #DIV/0! | 29.2324 | 20.8766 | 19.4031 | 19.1689 | 19.2538 | 18.4505 | 24.3396 | 22.5059 | #DIV/0! | #DIV/0! | #DIV/0! | #DIV/0! | #DIV/0! | #DIV/0! | #DIV/0! | #DIV/0! | #DIV/0! | #DIV/0! | #DIV/0! | #DIV/0! | #DIV/0! | #DIV/0! | #DIV/0! | #DIV/0! | #DIV/0! | #DIV/0!
0 | 0 | 0 | 0 | 0 | 0 | #DIV/0! | #DIV/0! | #DIV/0! | #DIV/0! | #DIV/0! | #DIV/0! | #DIV/0! | #DIV/0! | #DIV/0! | #DIV/0! | #DIV/0! | #DIV/0! | #DIV/0! | #DIV/0! | #DIV/0! | #DIV/0! | #DIV/0! | #DIV/0! | #DIV/0! | #DIV/0! | #DIV/0! | #DIV/0! | #DIV/0! | #DIV/0! | #DIV/0! | #DIV/0! | #DIV/0! | #DIV/0! | [16 empty] | #DIV/0! | #DIV/0! | #DIV/0! | #DIV/0! | #DIV/0! | #DIV/0! | #DIV/0! | #DIV/0! | #DIV/0! | #DIV/0! | #DIV/0! | #DIV/0! | #DIV/0! | #DIV/0! | #DIV/0! | #DIV/0! | #DIV/0! | #DIV/0! | 29.2324 | 20.8766 | 19.4031 | 19.1689 | 19.2538 | 18.4505 | 24.3396 | 22.5059 | #DIV/0! | #DIV/0! | #DIV/0! | #DIV/0! | #DIV/0! | #DIV/0! | #DIV/0! | #DIV/0! | #DIV/0! | #DIV/0! | #DIV/0! | #DIV/0! | #DIV/0! | #DIV/0! | #DIV/0! | #DIV/0! | #DIV/0! | #DIV/0!
0 | 0 | 0 | 0 | 0 | 0 | #DIV/0! | #DIV/0! | #DIV/0! | #DIV/0! | #DIV/0! | #DIV/0! | #DIV/0! | #DIV/0! | #DIV/0! | #DIV/0! | #DIV/0! | #DIV/0! | #DIV/0! | #DIV/0! | #DIV/0! | #DIV/0! | #DIV/0! | #DIV/0! | #DIV/0! | #DIV/0! | #DIV/0! | #DIV/0! | #DIV/0! | #DIV/0! | #DIV/0! | #DIV/0! | #DIV/0! | #DIV/0! | [16 empty] | #DIV/0! | #DIV/0! | #DIV/0! | #DIV/0! | #DIV/0! | #DIV/0! | #DIV/0! | #DIV/0! | #DIV/0! | #DIV/0! | #DIV/0! | #DIV/0! | #DIV/0! | #DIV/0! | #DIV/0! | #DIV/0! | #DIV/0! | #DIV/0! | 29.2324 | 20.8766 | 19.4031 | 19.1689 | 19.2538 | 18.4505 | 24.3396 | 22.5059 | #DIV/0! | #DIV/0! | #DIV/0! | #DIV/0! | #DIV/0! | #DIV/0! | #DIV/0! | #DIV/0! | #DIV/0! | #DIV/0! | #DIV/0! | #DIV/0! | #DIV/0! | #DIV/0! | #DIV/0! | #DIV/0! | #DIV/0! | #DIV/0!
0 | 0 | 0 | 0 | 0 | 0 | #DIV/0! | #DIV/0! | #DIV/0! | #DIV/0! | #DIV/0! | #DIV/0! | #DIV/0! | #DIV/0! | #DIV/0! | #DIV/0! | #DIV/0! | #DIV/0! | #DIV/0! | #DIV/0! | #DIV/0! | #DIV/0! | #DIV/0! | #DIV/0! | #DIV/0! | #DIV/0! | #DIV/0! | #DIV/0! | #DIV/0! | #DIV/0! | #DIV/0! | #DIV/0! | #DIV/0! | #DIV/0! | [16 empty] | #DIV/0! | #DIV/0! | #DIV/0! | #DIV/0! | #DIV/0! | #DIV/0! | #DIV/0! | #DIV/0! | #DIV/0! | #DIV/0! | #DIV/0! | #DIV/0! | #DIV/0! | #DIV/0! | #DIV/0! | #DIV/0! | #DIV/0! | #DIV/0! | 29.2324 | 20.8766 | 19.4031 | 19.1689 | 19.2538 | 18.4505 | 24.3396 | 22.5059 | #DIV/0! | #DIV/0! | #DIV/0! | #DIV/0! | #DIV/0! | #DIV/0! | #DIV/0! | #DIV/0! | #DIV/0! | #DIV/0! | #DIV/0! | #DIV/0! | #DIV/0! | #DIV/0! | #DIV/0! | #DIV/0! | #DIV/0! | #DIV/0!
0 | 0 | 0 | 0 | 0 | 0 | #DIV/0! | #DIV/0! | #DIV/0! | #DIV/0! | #DIV/0! | #DIV/0! | #DIV/0! | #DIV/0! | #DIV/0! | #DIV/0! | #DIV/0! | #DIV/0! | #DIV/0! | #DIV/0! | #DIV/0! | #DIV/0! | #DIV/0! | #DIV/0! | #DIV/0! | #DIV/0! | #DIV/0! | #DIV/0! | #DIV/0! | #DIV/0! | #DIV/0! | #DIV/0! | #DIV/0! | #DIV/0! | [16 empty] | #DIV/0! | #DIV/0! | #DIV/0! | #DIV/0! | #DIV/0! | #DIV/0! | #DIV/0! | #DIV/0! | #DIV/0! | #DIV/0! | #DIV/0! | #DIV/0! | #DIV/0! | #DIV/0! | #DIV/0! | #DIV/0! | #DIV/0! | #DIV/0! | 29.2324 | 20.8766 | 19.4031 | 19.1689 | 19.2538 | 18.4505 | 24.3396 | 22.5059 | #DIV/0! | #DIV/0! | #DIV/0! | #DIV/0! | #DIV/0! | #DIV/0! | #DIV/0! | #DIV/0! | #DIV/0! | #DIV/0! | #DIV/0! | #DIV/0! | #DIV/0! | #DIV/0! | #DIV/0! | #DIV/0! | #DIV/0! | #DIV/0!
0 | 0 | 0 | 0 | 0 | 0 | #DIV/0! | #DIV/0! | #DIV/0! | #DIV/0! | #DIV/0! | #DIV/0! | #DIV/0! | #DIV/0! | #DIV/0! | #DIV/0! | #DIV/0! | #DIV/0! | #DIV/0! | #DIV/0! | #DIV/0! | #DIV/0! | #DIV/0! | #DIV/0! | #DIV/0! | #DIV/0! | #DIV/0! | #DIV/0! | #DIV/0! | #DIV/0! | #DIV/0! | #DIV/0! | #DIV/0! | #DIV/0! | [16 empty] | #DIV/0! | #DIV/0! | #DIV/0! | #DIV/0! | #DIV/0! | #DIV/0! | #DIV/0! | #DIV/0! | #DIV/0! | #DIV/0! | #DIV/0! | #DIV/0! | #DIV/0! | #DIV/0! | #DIV/0! | #DIV/0! | #DIV/0! | #DIV/0! | 29.2324 | 20.8766 | 19.4031 | 19.1689 | 19.2538 | 18.4505 | 24.3396 | 22.5059 | #DIV/0! | #DIV/0! | #DIV/0! | #DIV/0! | #DIV/0! | #DIV/0! | #DIV/0! | #DIV/0! | #DIV/0! | #DIV/0! | #DIV/0! | #DIV/0! | #DIV/0! | #DIV/0! | #DIV/0! | #DIV/0! | #DIV/0! | #DIV/0!
0 | 0 | 0 | 0 | 0 | 0 | #DIV/0! | #DIV/0! | #DIV/0! | #DIV/0! | #DIV/0! | #DIV/0! | #DIV/0! | #DIV/0! | #DIV/0! | #DIV/0! | #DIV/0! | #DIV/0! | #DIV/0! | #DIV/0! | #DIV/0! | #DIV/0! | #DIV/0! | #DIV/0! | #DIV/0! | #DIV/0! | #DIV/0! | #DIV/0! | #DIV/0! | #DIV/0! | #DIV/0! | #DIV/0! | #DIV/0! | #DIV/0! | [16 empty] | #DIV/0! | #DIV/0! | #DIV/0! | #DIV/0! | #DIV/0! | #DIV/0! | #DIV/0! | #DIV/0! | #DIV/0! | #DIV/0! | #DIV/0! | #DIV/0! | #DIV/0! | #DIV/0! | #DIV/0! | #DIV/0! | #DIV/0! | #DIV/0! | 29.2324 | 20.8766 | 19.4031 | 19.1689 | 19.2538 | 18.4505 | 24.3396 | 22.5059 | #DIV/0! | #DIV/0! | #DIV/0! | #DIV/0! | #DIV/0! | #DIV/0! | #DIV/0! | #DIV/0! | #DIV/0! | #DIV/0! | #DIV/0! | #DIV/0! | #DIV/0! | #DIV/0! | #DIV/0! | #DIV/0! | #DIV/0! | #DIV/0!
0 | 0 | 0 | 0 | 0 | 0 | #DIV/0! | #DIV/0! | #DIV/0! | #DIV/0! | #DIV/0! | #DIV/0! | #DIV/0! | #DIV/0! | #DIV/0! | #DIV/0! | #DIV/0! | #DIV/0! | #DIV/0! | #DIV/0! | #DIV/0! | #DIV/0! | #DIV/0! | #DIV/0! | #DIV/0! | #DIV/0! | #DIV/0! | #DIV/0! | #DIV/0! | #DIV/0! | #DIV/0! | #DIV/0! | #DIV/0! | #DIV/0! | [16 empty] | #DIV/0! | #DIV/0! | #DIV/0! | #DIV/0! | #DIV/0! | #DIV/0! | #DIV/0! | #DIV/0! | #DIV/0! | #DIV/0! | #DIV/0! | #DIV/0! | #DIV/0! | #DIV/0! | #DIV/0! | #DIV/0! | #DIV/0! | #DIV/0! | 29.2324 | 20.8766 | 19.4031 | 19.1689 | 19.2538 | 18.4505 | 24.3396 | 22.5059 | #DIV/0! | #DIV/0! | #DIV/0! | #DIV/0! | #DIV/0! | #DIV/0! | #DIV/0! | #DIV/0! | #DIV/0! | #DIV/0! | #DIV/0! | #DIV/0! | #DIV/0! | #DIV/0! | #DIV/0! | #DIV/0! | #DIV/0! | #DIV/0!
0 | 0 | 0 | 0 | 0 | 0 | #DIV/0! | #DIV/0! | #DIV/0! | #DIV/0! | #DIV/0! | #DIV/0! | #DIV/0! | #DIV/0! | #DIV/0! | #DIV/0! | #DIV/0! | #DIV/0! | #DIV/0! | #DIV/0! | #DIV/0! | #DIV/0! | #DIV/0! | #DIV/0! | #DIV/0! | #DIV/0! | #DIV/0! | #DIV/0! | #DIV/0! | #DIV/0! | #DIV/0! | #DIV/0! | #DIV/0! | #DIV/0! | [16 empty] | #DIV/0! | #DIV/0! | #DIV/0! | #DIV/0! | #DIV/0! | #DIV/0! | #DIV/0! | #DIV/0! | #DIV/0! | #DIV/0! | #DIV/0! | #DIV/0! | #DIV/0! | #DIV/0! | #DIV/0! | #DIV/0! | #DIV/0! | #DIV/0! | 29.2324 | 20.8766 | 19.4031 | 19.1689 | 19.2538 | 18.4505 | 24.3396 | 22.5059 | #DIV/0! | #DIV/0! | #DIV/0! | #DIV/0! | #DIV/0! | #DIV/0! | #DIV/0! | #DIV/0! | #DIV/0! | #DIV/0! | #DIV/0! | #DIV/0! | #DIV/0! | #DIV/0! | #DIV/0! | #DIV/0! | #DIV/0! | #DIV/0!
0 | 0 | 0 | 0 | 0 | 0 | #DIV/0! | #DIV/0! | #DIV/0! | #DIV/0! | #DIV/0! | #DIV/0! | #DIV/0! | #DIV/0! | #DIV/0! | #DIV/0! | #DIV/0! | #DIV/0! | #DIV/0! | #DIV/0! | #DIV/0! | #DIV/0! | #DIV/0! | #DIV/0! | #DIV/0! | #DIV/0! | #DIV/0! | #DIV/0! | #DIV/0! | #DIV/0! | #DIV/0! | #DIV/0! | #DIV/0! | #DIV/0! | [16 empty] | #DIV/0! | #DIV/0! | #DIV/0! | #DIV/0! | #DIV/0! | #DIV/0! | #DIV/0! | #DIV/0! | #DIV/0! | #DIV/0! | #DIV/0! | #DIV/0! | #DIV/0! | #DIV/0! | #DIV/0! | #DIV/0! | #DIV/0! | #DIV/0! | 29.2324 | 20.8766 | 19.4031 | 19.1689 | 19.2538 | 18.4505 | 24.3396 | 22.5059 | #DIV/0! | #DIV/0! | #DIV/0! | #DIV/0! | #DIV/0! | #DIV/0! | #DIV/0! | #DIV/0! | #DIV/0! | #DIV/0! | #DIV/0! | #DIV/0! | #DIV/0! | #DIV/0! | #DIV/0! | #DIV/0! | #DIV/0! | #DIV/0!
0 | 0 | 0 | 0 | 0 | 0 | #DIV/0! | #DIV/0! | #DIV/0! | #DIV/0! | #DIV/0! | #DIV/0! | #DIV/0! | #DIV/0! | #DIV/0! | #DIV/0! | #DIV/0! | #DIV/0! | #DIV/0! | #DIV/0! | #DIV/0! | #DIV/0! | #DIV/0! | #DIV/0! | #DIV/0! | #DIV/0! | #DIV/0! | #DIV/0! | #DIV/0! | #DIV/0! | #DIV/0! | #DIV/0! | #DIV/0! | #DIV/0! | [16 empty] | #DIV/0! | #DIV/0! | #DIV/0! | #DIV/0! | #DIV/0! | #DIV/0! | #DIV/0! | #DIV/0! | #DIV/0! | #DIV/0! | #DIV/0! | #DIV/0! | #DIV/0! | #DIV/0! | #DIV/0! | #DIV/0! | #DIV/0! | #DIV/0! | 29.2324 | 20.8766 | 19.4031 | 19.1689 | 19.2538 | 18.4505 | 24.3396 | 22.5059 | #DIV/0! | #DIV/0! | #DIV/0! | #DIV/0! | #DIV/0! | #DIV/0! | #DIV/0! | #DIV/0! | #DIV/0! | #DIV/0! | #DIV/0! | #DIV/0! | #DIV/0! | #DIV/0! | #DIV/0! | #DIV/0! | #DIV/0! | #DIV/0!
0 | 0 | 0 | 0 | 0 | 0 | #DIV/0! | #DIV/0! | #DIV/0! | #DIV/0! | #DIV/0! | #DIV/0! | #DIV/0! | #DIV/0! | #DIV/0! | #DIV/0! | #DIV/0! | #DIV/0! | #DIV/0! | #DIV/0! | #DIV/0! | #DIV/0! | #DIV/0! | #DIV/0! | #DIV/0! | #DIV/0! | #DIV/0! | #DIV/0! | #DIV/0! | #DIV/0! | #DIV/0! | #DIV/0! | #DIV/0! | #DIV/0! | [16 empty] | #DIV/0! | #DIV/0! | #DIV/0! | #DIV/0! | #DIV/0! | #DIV/0! | #DIV/0! | #DIV/0! | #DIV/0! | #DIV/0! | #DIV/0! | #DIV/0! | #DIV/0! | #DIV/0! | #DIV/0! | #DIV/0! | #DIV/0! | #DIV/0! | 29.2324 | 20.8766 | 19.4031 | 19.1689 | 19.2538 | 18.4505 | 24.3396 | 22.5059 | #DIV/0! | #DIV/0! | #DIV/0! | #DIV/0! | #DIV/0! | #DIV/0! | #DIV/0! | #DIV/0! | #DIV/0! | #DIV/0! | #DIV/0! | #DIV/0! | #DIV/0! | #DIV/0! | #DIV/0! | #DIV/0! | #DIV/0! | #DIV/0!
0 | 0 | 0 | 0 | 0 | 0 | #DIV/0! | #DIV/0! | #DIV/0! | #DIV/0! | #DIV/0! | #DIV/0! | #DIV/0! | #DIV/0! | #DIV/0! | #DIV/0! | #DIV/0! | #DIV/0! | #DIV/0! | #DIV/0! | #DIV/0! | #DIV/0! | #DIV/0! | #DIV/0! | #DIV/0! | #DIV/0! | #DIV/0! | #DIV/0! | #DIV/0! | #DIV/0! | #DIV/0! | #DIV/0! | #DIV/0! | #DIV/0! | [16 empty] | #DIV/0! | #DIV/0! | #DIV/0! | #DIV/0! | #DIV/0! | #DIV/0! | #DIV/0! | #DIV/0! | #DIV/0! | #DIV/0! | #DIV/0! | #DIV/0! | #DIV/0! | #DIV/0! | #DIV/0! | #DIV/0! | #DIV/0! | #DIV/0! | 29.2324 | 20.8766 | 19.4031 | 19.1689 | 19.2538 | 18.4505 | 24.3396 | 22.5059 | #DIV/0! | #DIV/0! | #DIV/0! | #DIV/0! | #DIV/0! | #DIV/0! | #DIV/0! | #DIV/0! | #DIV/0! | #DIV/0! | #DIV/0! | #DIV/0! | #DIV/0! | #DIV/0! | #DIV/0! | #DIV/0! | #DIV/0! | #DIV/0!
0 | 0 | 0 | 0 | 0 | 0 | #DIV/0! | #DIV/0! | #DIV/0! | #DIV/0! | #DIV/0! | #DIV/0! | #DIV/0! | #DIV/0! | #DIV/0! | #DIV/0! | #DIV/0! | #DIV/0! | #DIV/0! | #DIV/0! | #DIV/0! | #DIV/0! | #DIV/0! | #DIV/0! | #DIV/0! | #DIV/0! | #DIV/0! | #DIV/0! | #DIV/0! | #DIV/0! | #DIV/0! | #DIV/0! | #DIV/0! | #DIV/0! | [16 empty] | #DIV/0! | #DIV/0! | #DIV/0! | #DIV/0! | #DIV/0! | #DIV/0! | #DIV/0! | #DIV/0! | #DIV/0! | #DIV/0! | #DIV/0! | #DIV/0! | #DIV/0! | #DIV/0! | #DIV/0! | #DIV/0! | #DIV/0! | #DIV/0! | 29.2324 | 20.8766 | 19.4031 | 19.1689 | 19.2538 | 18.4505 | 24.3396 | 22.5059 | #DIV/0! | #DIV/0! | #DIV/0! | #DIV/0! | #DIV/0! | #DIV/0! | #DIV/0! | #DIV/0! | #DIV/0! | #DIV/0! | #DIV/0! | #DIV/0! | #DIV/0! | #DIV/0! | #DIV/0! | #DIV/0! | #DIV/0! | #DIV/0!
0 | 0 | 0 | 0 | 0 | 0 | #DIV/0! | #DIV/0! | #DIV/0! | #DIV/0! | #DIV/0! | #DIV/0! | #DIV/0! | #DIV/0! | #DIV/0! | #DIV/0! | #DIV/0! | #DIV/0! | #DIV/0! | #DIV/0! | #DIV/0! | #DIV/0! | #DIV/0! | #DIV/0! | #DIV/0! | #DIV/0! | #DIV/0! | #DIV/0! | #DIV/0! | #DIV/0! | #DIV/0! | #DIV/0! | #DIV/0! | #DIV/0! | [16 empty] | #DIV/0! | #DIV/0! | #DIV/0! | #DIV/0! | #DIV/0! | #DIV/0! | #DIV/0! | #DIV/0! | #DIV/0! | #DIV/0! | #DIV/0! | #DIV/0! | #DIV/0! | #DIV/0! | #DIV/0! | #DIV/0! | #DIV/0! | #DIV/0! | 29.2324 | 20.8766 | 19.4031 | 19.1689 | 19.2538 | 18.4505 | 24.3396 | 22.5059 | #DIV/0! | #DIV/0! | #DIV/0! | #DIV/0! | #DIV/0! | #DIV/0! | #DIV/0! | #DIV/0! | #DIV/0! | #DIV/0! | #DIV/0! | #DIV/0! | #DIV/0! | #DIV/0! | #DIV/0! | #DIV/0! | #DIV/0! | #DIV/0!
0 | 0 | 0 | 0 | 0 | 0 | #DIV/0! | #DIV/0! | #DIV/0! | #DIV/0! | #DIV/0! | #DIV/0! | #DIV/0! | #DIV/0! | #DIV/0! | #DIV/0! | #DIV/0! | #DIV/0! | #DIV/0! | #DIV/0! | #DIV/0! | #DIV/0! | #DIV/0! | #DIV/0! | #DIV/0! | #DIV/0! | #DIV/0! | #DIV/0! | #DIV/0! | #DIV/0! | #DIV/0! | #DIV/0! | #DIV/0! | #DIV/0! | [16 empty] | #DIV/0! | #DIV/0! | #DIV/0! | #DIV/0! | #DIV/0! | #DIV/0! | #DIV/0! | #DIV/0! | #DIV/0! | #DIV/0! | #DIV/0! | #DIV/0! | #DIV/0! | #DIV/0! | #DIV/0! | #DIV/0! | #DIV/0! | #DIV/0! | 29.2324 | 20.8766 | 19.4031 | 19.1689 | 19.2538 | 18.4505 | 24.3396 | 22.5059 | #DIV/0! | #DIV/0! | #DIV/0! | #DIV/0! | #DIV/0! | #DIV/0! | #DIV/0! | #DIV/0! | #DIV/0! | #DIV/0! | #DIV/0! | #DIV/0! | #DIV/0! | #DIV/0! | #DIV/0! | #DIV/0! | #DIV/0! | #DIV/0!
0 | 0 | 0 | 0 | 0 | 0 | #DIV/0! | #DIV/0! | #DIV/0! | #DIV/0! | #DIV/0! | #DIV/0! | #DIV/0! | #DIV/0! | #DIV/0! | #DIV/0! | #DIV/0! | #DIV/0! | #DIV/0! | #DIV/0! | #DIV/0! | #DIV/0! | #DIV/0! | #DIV/0! | #DIV/0! | #DIV/0! | #DIV/0! | #DIV/0! | #DIV/0! | #DIV/0! | #DIV/0! | #DIV/0! | #DIV/0! | #DIV/0! | [16 empty] | #DIV/0! | #DIV/0! | #DIV/0! | #DIV/0! | #DIV/0! | #DIV/0! | #DIV/0! | #DIV/0! | #DIV/0! | #DIV/0! | #DIV/0! | #DIV/0! | #DIV/0! | #DIV/0! | #DIV/0! | #DIV/0! | #DIV/0! | #DIV/0! | 29.2324 | 20.8766 | 19.4031 | 19.1689 | 19.2538 | 18.4505 | 24.3396 | 22.5059 | #DIV/0! | #DIV/0! | #DIV/0! | #DIV/0! | #DIV/0! | #DIV/0! | #DIV/0! | #DIV/0! | #DIV/0! | #DIV/0! | #DIV/0! | #DIV/0! | #DIV/0! | #DIV/0! | #DIV/0! | #DIV/0! | #DIV/0! | #DIV/0!
0 | 0 | 0 | 0 | 0 | 0 | #DIV/0! | #DIV/0! | #DIV/0! | #DIV/0! | #DIV/0! | #DIV/0! | #DIV/0! | #DIV/0! | #DIV/0! | #DIV/0! | #DIV/0! | #DIV/0! | #DIV/0! | #DIV/0! | #DIV/0! | #DIV/0! | #DIV/0! | #DIV/0! | #DIV/0! | #DIV/0! | #DIV/0! | #DIV/0! | #DIV/0! | #DIV/0! | #DIV/0! | #DIV/0! | #DIV/0! | #DIV/0! | [16 empty] | #DIV/0! | #DIV/0! | #DIV/0! | #DIV/0! | #DIV/0! | #DIV/0! | #DIV/0! | #DIV/0! | #DIV/0! | #DIV/0! | #DIV/0! | #DIV/0! | #DIV/0! | #DIV/0! | #DIV/0! | #DIV/0! | #DIV/0! | #DIV/0! | 29.2324 | 20.8766 | 19.4031 | 19.1689 | 19.2538 | 18.4505 | 24.3396 | 22.5059 | #DIV/0! | #DIV/0! | #DIV/0! | #DIV/0! | #DIV/0! | #DIV/0! | #DIV/0! | #DIV/0! | #DIV/0! | #DIV/0! | #DIV/0! | #DIV/0! | #DIV/0! | #DIV/0! | #DIV/0! | #DIV/0! | #DIV/0! | #DIV/0!
0 | 0 | 0 | 0 | 0 | 0 | #DIV/0! | #DIV/0! | #DIV/0! | #DIV/0! | #DIV/0! | #DIV/0! | #DIV/0! | #DIV/0! | #DIV/0! | #DIV/0! | #DIV/0! | #DIV/0! | #DIV/0! | #DIV/0! | #DIV/0! | #DIV/0! | #DIV/0! | #DIV/0! | #DIV/0! | #DIV/0! | #DIV/0! | #DIV/0! | #DIV/0! | #DIV/0! | #DIV/0! | #DIV/0! | #DIV/0! | #DIV/0! | [16 empty] | #DIV/0! | #DIV/0! | #DIV/0! | #DIV/0! | #DIV/0! | #DIV/0! | #DIV/0! | #DIV/0! | #DIV/0! | #DIV/0! | #DIV/0! | #DIV/0! | #DIV/0! | #DIV/0! | #DIV/0! | #DIV/0! | #DIV/0! | #DIV/0! | 29.2324 | 20.8766 | 19.4031 | 19.1689 | 19.2538 | 18.4505 | 24.3396 | 22.5059 | #DIV/0! | #DIV/0! | #DIV/0! | #DIV/0! | #DIV/0! | #DIV/0! | #DIV/0! | #DIV/0! | #DIV/0! | #DIV/0! | #DIV/0! | #DIV/0! | #DIV/0! | #DIV/0! | #DIV/0! | #DIV/0! | #DIV/0! | #DIV/0!
0 | 0 | 0 | 0 | 0 | 0 | #DIV/0! | #DIV/0! | #DIV/0! | #DIV/0! | #DIV/0! | #DIV/0! | #DIV/0! | #DIV/0! | #DIV/0! | #DIV/0! | #DIV/0! | #DIV/0! | #DIV/0! | #DIV/0! | #DIV/0! | #DIV/0! | #DIV/0! | #DIV/0! | #DIV/0! | #DIV/0! | #DIV/0! | #DIV/0! | #DIV/0! | #DIV/0! | #DIV/0! | #DIV/0! | #DIV/0! | #DIV/0! | [16 empty] | #DIV/0! | #DIV/0! | #DIV/0! | #DIV/0! | #DIV/0! | #DIV/0! | #DIV/0! | #DIV/0! | #DIV/0! | #DIV/0! | #DIV/0! | #DIV/0! | #DIV/0! | #DIV/0! | #DIV/0! | #DIV/0! | #DIV/0! | #DIV/0! | 29.2324 | 20.8766 | 19.4031 | 19.1689 | 19.2538 | 18.4505 | 24.3396 | 22.5059 | #DIV/0! | #DIV/0! | #DIV/0! | #DIV/0! | #DIV/0! | #DIV/0! | #DIV/0! | #DIV/0! | #DIV/0! | #DIV/0! | #DIV/0! | #DIV/0! | #DIV/0! | #DIV/0! | #DIV/0! | #DIV/0! | #DIV/0! | #DIV/0!
0 | 0 | 0 | 0 | 0 | 0 | #DIV/0! | #DIV/0! | #DIV/0! | #DIV/0! | #DIV/0! | #DIV/0! | #DIV/0! | #DIV/0! | #DIV/0! | #DIV/0! | #DIV/0! | #DIV/0! | #DIV/0! | #DIV/0! | #DIV/0! | #DIV/0! | #DIV/0! | #DIV/0! | #DIV/0! | #DIV/0! | #DIV/0! | #DIV/0! | #DIV/0! | #DIV/0! | #DIV/0! | #DIV/0! | #DIV/0! | #DIV/0! | [16 empty] | #DIV/0! | #DIV/0! | #DIV/0! | #DIV/0! | #DIV/0! | #DIV/0! | #DIV/0! | #DIV/0! | #DIV/0! | #DIV/0! | #DIV/0! | #DIV/0! | #DIV/0! | #DIV/0! | #DIV/0! | #DIV/0! | #DIV/0! | #DIV/0! | 29.2324 | 20.8766 | 19.4031 | 19.1689 | 19.2538 | 18.4505 | 24.3396 | 22.5059 | #DIV/0! | #DIV/0! | #DIV/0! | #DIV/0! | #DIV/0! | #DIV/0! | #DIV/0! | #DIV/0! | #DIV/0! | #DIV/0! | #DIV/0! | #DIV/0! | #DIV/0! | #DIV/0! | #DIV/0! | #DIV/0! | #DIV/0! | #DIV/0!
0 | 0 | 0 | 0 | 0 | 0 | #DIV/0! | #DIV/0! | #DIV/0! | #DIV/0! | #DIV/0! | #DIV/0! | #DIV/0! | #DIV/0! | #DIV/0! | #DIV/0! | #DIV/0! | #DIV/0! | #DIV/0! | #DIV/0! | #DIV/0! | #DIV/0! | #DIV/0! | #DIV/0! | #DIV/0! | #DIV/0! | #DIV/0! | #DIV/0! | #DIV/0! | #DIV/0! | #DIV/0! | #DIV/0! | #DIV/0! | #DIV/0! | [16 empty] | #DIV/0! | #DIV/0! | #DIV/0! | #DIV/0! | #DIV/0! | #DIV/0! | #DIV/0! | #DIV/0! | #DIV/0! | #DIV/0! | #DIV/0! | #DIV/0! | #DIV/0! | #DIV/0! | #DIV/0! | #DIV/0! | #DIV/0! | #DIV/0! | 29.2324 | 20.8766 | 19.4031 | 19.1689 | 19.2538 | 18.4505 | 24.3396 | 22.5059 | #DIV/0! | #DIV/0! | #DIV/0! | #DIV/0! | #DIV/0! | #DIV/0! | #DIV/0! | #DIV/0! | #DIV/0! | #DIV/0! | #DIV/0! | #DIV/0! | #DIV/0! | #DIV/0! | #DIV/0! | #DIV/0! | #DIV/0! | #DIV/0!
0 | 0 | 0 | 0 | 0 | 0 | #DIV/0! | #DIV/0! | #DIV/0! | #DIV/0! | #DIV/0! | #DIV/0! | #DIV/0! | #DIV/0! | #DIV/0! | #DIV/0! | #DIV/0! | #DIV/0! | #DIV/0! | #DIV/0! | #DIV/0! | #DIV/0! | #DIV/0! | #DIV/0! | #DIV/0! | #DIV/0! | #DIV/0! | #DIV/0! | #DIV/0! | #DIV/0! | #DIV/0! | #DIV/0! | #DIV/0! | #DIV/0! | [16 empty] | #DIV/0! | #DIV/0! | #DIV/0! | #DIV/0! | #DIV/0! | #DIV/0! | #DIV/0! | #DIV/0! | #DIV/0! | #DIV/0! | #DIV/0! | #DIV/0! | #DIV/0! | #DIV/0! | #DIV/0! | #DIV/0! | #DIV/0! | #DIV/0! | 29.2324 | 20.8766 | 19.4031 | 19.1689 | 19.2538 | 18.4505 | 24.3396 | 22.5059 | #DIV/0! | #DIV/0! | #DIV/0! | #DIV/0! | #DIV/0! | #DIV/0! | #DIV/0! | #DIV/0! | #DIV/0! | #DIV/0! | #DIV/0! | #DIV/0! | #DIV/0! | #DIV/0! | #DIV/0! | #DIV/0! | #DIV/0! | #DIV/0!
0 | 0 | 0 | 0 | 0 | 0 | #DIV/0! | #DIV/0! | #DIV/0! | #DIV/0! | #DIV/0! | #DIV/0! | #DIV/0! | #DIV/0! | #DIV/0! | #DIV/0! | #DIV/0! | #DIV/0! | #DIV/0! | #DIV/0! | #DIV/0! | #DIV/0! | #DIV/0! | #DIV/0! | #DIV/0! | #DIV/0! | #DIV/0! | #DIV/0! | #DIV/0! | #DIV/0! | #DIV/0! | #DIV/0! | #DIV/0! | #DIV/0! | [16 empty] | #DIV/0! | #DIV/0! | #DIV/0! | #DIV/0! | #DIV/0! | #DIV/0! | #DIV/0! | #DIV/0! | #DIV/0! | #DIV/0! | #DIV/0! | #DIV/0! | #DIV/0! | #DIV/0! | #DIV/0! | #DIV/0! | #DIV/0! | #DIV/0! | 29.2324 | 20.8766 | 19.4031 | 19.1689 | 19.2538 | 18.4505 | 24.3396 | 22.5059 | #DIV/0! | #DIV/0! | #DIV/0! | #DIV/0! | #DIV/0! | #DIV/0! | #DIV/0! | #DIV/0! | #DIV/0! | #DIV/0! | #DIV/0! | #DIV/0! | #DIV/0! | #DIV/0! | #DIV/0! | #DIV/0! | #DIV/0! | #DIV/0!
0 | 0 | 0 | 0 | 0 | 0 | #DIV/0! | #DIV/0! | #DIV/0! | #DIV/0! | #DIV/0! | #DIV/0! | #DIV/0! | #DIV/0! | #DIV/0! | #DIV/0! | #DIV/0! | #DIV/0! | #DIV/0! | #DIV/0! | #DIV/0! | #DIV/0! | #DIV/0! | #DIV/0! | #DIV/0! | #DIV/0! | #DIV/0! | #DIV/0! | #DIV/0! | #DIV/0! | #DIV/0! | #DIV/0! | #DIV/0! | #DIV/0! | [16 empty] | #DIV/0! | #DIV/0! | #DIV/0! | #DIV/0! | #DIV/0! | #DIV/0! | #DIV/0! | #DIV/0! | #DIV/0! | #DIV/0! | #DIV/0! | #DIV/0! | #DIV/0! | #DIV/0! | #DIV/0! | #DIV/0! | #DIV/0! | #DIV/0! | 29.2324 | 20.8766 | 19.4031 | 19.1689 | 19.2538 | 18.4505 | 24.3396 | 22.5059 | #DIV/0! | #DIV/0! | #DIV/0! | #DIV/0! | #DIV/0! | #DIV/0! | #DIV/0! | #DIV/0! | #DIV/0! | #DIV/0! | #DIV/0! | #DIV/0! | #DIV/0! | #DIV/0! | #DIV/0! | #DIV/0! | #DIV/0! | #DIV/0!
0 | 0 | 0 | 0 | 0 | 0 | #DIV/0! | #DIV/0! | #DIV/0! | #DIV/0! | #DIV/0! | #DIV/0! | #DIV/0! | #DIV/0! | #DIV/0! | #DIV/0! | #DIV/0! | #DIV/0! | #DIV/0! | #DIV/0! | #DIV/0! | #DIV/0! | #DIV/0! | #DIV/0! | #DIV/0! | #DIV/0! | #DIV/0! | #DIV/0! | #DIV/0! | #DIV/0! | #DIV/0! | #DIV/0! | #DIV/0! | #DIV/0! | [16 empty] | #DIV/0! | #DIV/0! | #DIV/0! | #DIV/0! | #DIV/0! | #DIV/0! | #DIV/0! | #DIV/0! | #DIV/0! | #DIV/0! | #DIV/0! | #DIV/0! | #DIV/0! | #DIV/0! | #DIV/0! | #DIV/0! | #DIV/0! | #DIV/0! | 29.2324 | 20.8766 | 19.4031 | 19.1689 | 19.2538 | 18.4505 | 24.3396 | 22.5059 | #DIV/0! | #DIV/0! | #DIV/0! | #DIV/0! | #DIV/0! | #DIV/0! | #DIV/0! | #DIV/0! | #DIV/0! | #DIV/0! | #DIV/0! | #DIV/0! | #DIV/0! | #DIV/0! | #DIV/0! | #DIV/0! | #DIV/0! | #DIV/0!
0 | 0 | 0 | 0 | 0 | 0 | #DIV/0! | #DIV/0! | #DIV/0! | #DIV/0! | #DIV/0! | #DIV/0! | #DIV/0! | #DIV/0! | #DIV/0! | #DIV/0! | #DIV/0! | #DIV/0! | #DIV/0! | #DIV/0! | #DIV/0! | #DIV/0! | #DIV/0! | #DIV/0! | #DIV/0! | #DIV/0! | #DIV/0! | #DIV/0! | #DIV/0! | #DIV/0! | #DIV/0! | #DIV/0! | #DIV/0! | #DIV/0! | [16 empty] | #DIV/0! | #DIV/0! | #DIV/0! | #DIV/0! | #DIV/0! | #DIV/0! | #DIV/0! | #DIV/0! | #DIV/0! | #DIV/0! | #DIV/0! | #DIV/0! | #DIV/0! | #DIV/0! | #DIV/0! | #DIV/0! | #DIV/0! | #DIV/0! | 29.2324 | 20.8766 | 19.4031 | 19.1689 | 19.2538 | 18.4505 | 24.3396 | 22.5059 | #DIV/0! | #DIV/0! | #DIV/0! | #DIV/0! | #DIV/0! | #DIV/0! | #DIV/0! | #DIV/0! | #DIV/0! | #DIV/0! | #DIV/0! | #DIV/0! | #DIV/0! | #DIV/0! | #DIV/0! | #DIV/0! | #DIV/0! | #DIV/0!
0 | 0 | 0 | 0 | 0 | 0 | #DIV/0! | #DIV/0! | #DIV/0! | #DIV/0! | #DIV/0! | #DIV/0! | #DIV/0! | #DIV/0! | #DIV/0! | #DIV/0! | #DIV/0! | #DIV/0! | #DIV/0! | #DIV/0! | #DIV/0! | #DIV/0! | #DIV/0! | #DIV/0! | #DIV/0! | #DIV/0! | #DIV/0! | #DIV/0! | #DIV/0! | #DIV/0! | #DIV/0! | #DIV/0! | #DIV/0! | #DIV/0! | [16 empty] | #DIV/0! | #DIV/0! | #DIV/0! | #DIV/0! | #DIV/0! | #DIV/0! | #DIV/0! | #DIV/0! | #DIV/0! | #DIV/0! | #DIV/0! | #DIV/0! | #DIV/0! | #DIV/0! | #DIV/0! | #DIV/0! | #DIV/0! | #DIV/0! | 29.2324 | 20.8766 | 19.4031 | 19.1689 | 19.2538 | 18.4505 | 24.3396 | 22.5059 | #DIV/0! | #DIV/0! | #DIV/0! | #DIV/0! | #DIV/0! | #DIV/0! | #DIV/0! | #DIV/0! | #DIV/0! | #DIV/0! | #DIV/0! | #DIV/0! | #DIV/0! | #DIV/0! | #DIV/0! | #DIV/0! | #DIV/0! | #DIV/0!
0 | 0 | 0 | 0 | 0 | 0 | #DIV/0! | #DIV/0! | #DIV/0! | #DIV/0! | #DIV/0! | #DIV/0! | #DIV/0! | #DIV/0! | #DIV/0! | #DIV/0! | #DIV/0! | #DIV/0! | #DIV/0! | #DIV/0! | #DIV/0! | #DIV/0! | #DIV/0! | #DIV/0! | #DIV/0! | #DIV/0! | #DIV/0! | #DIV/0! | #DIV/0! | #DIV/0! | #DIV/0! | #DIV/0! | #DIV/0! | #DIV/0! | [16 empty] | #DIV/0! | #DIV/0! | #DIV/0! | #DIV/0! | #DIV/0! | #DIV/0! | #DIV/0! | #DIV/0! | #DIV/0! | #DIV/0! | #DIV/0! | #DIV/0! | #DIV/0! | #DIV/0! | #DIV/0! | #DIV/0! | #DIV/0! | #DIV/0! | 29.2324 | 20.8766 | 19.4031 | 19.1689 | 19.2538 | 18.4505 | 24.3396 | 22.5059 | #DIV/0! | #DIV/0! | #DIV/0! | #DIV/0! | #DIV/0! | #DIV/0! | #DIV/0! | #DIV/0! | #DIV/0! | #DIV/0! | #DIV/0! | #DIV/0! | #DIV/0! | #DIV/0! | #DIV/0! | #DIV/0! | #DIV/0! | #DIV/0!
0 | 0 | 0 | 0 | 0 | 0 | #DIV/0! | #DIV/0! | #DIV/0! | #DIV/0! | #DIV/0! | #DIV/0! | #DIV/0! | #DIV/0! | #DIV/0! | #DIV/0! | #DIV/0! | #DIV/0! | #DIV/0! | #DIV/0! | #DIV/0! | #DIV/0! | #DIV/0! | #DIV/0! | #DIV/0! | #DIV/0! | #DIV/0! | #DIV/0! | #DIV/0! | #DIV/0! | #DIV/0! | #DIV/0! | #DIV/0! | #DIV/0! | [16 empty] | #DIV/0! | #DIV/0! | #DIV/0! | #DIV/0! | #DIV/0! | #DIV/0! | #DIV/0! | #DIV/0! | #DIV/0! | #DIV/0! | #DIV/0! | #DIV/0! | #DIV/0! | #DIV/0! | #DIV/0! | #DIV/0! | #DIV/0! | #DIV/0! | 29.2324 | 20.8766 | 19.4031 | 19.1689 | 19.2538 | 18.4505 | 24.3396 | 22.5059 | #DIV/0! | #DIV/0! | #DIV/0! | #DIV/0! | #DIV/0! | #DIV/0! | #DIV/0! | #DIV/0! | #DIV/0! | #DIV/0! | #DIV/0! | #DIV/0! | #DIV/0! | #DIV/0! | #DIV/0! | #DIV/0! | #DIV/0! | #DIV/0!
0 | 0 | 0 | 0 | 0 | 0 | #DIV/0! | #DIV/0! | #DIV/0! | #DIV/0! | #DIV/0! | #DIV/0! | #DIV/0! | #DIV/0! | #DIV/0! | #DIV/0! | #DIV/0! | #DIV/0! | #DIV/0! | #DIV/0! | #DIV/0! | #DIV/0! | #DIV/0! | #DIV/0! | #DIV/0! | #DIV/0! | #DIV/0! | #DIV/0! | #DIV/0! | #DIV/0! | #DIV/0! | #DIV/0! | #DIV/0! | #DIV/0! | [16 empty] | #DIV/0! | #DIV/0! | #DIV/0! | #DIV/0! | #DIV/0! | #DIV/0! | #DIV/0! | #DIV/0! | #DIV/0! | #DIV/0! | #DIV/0! | #DIV/0! | #DIV/0! | #DIV/0! | #DIV/0! | #DIV/0! | #DIV/0! | #DIV/0! | 29.2324 | 20.8766 | 19.4031 | 19.1689 | 19.2538 | 18.4505 | 24.3396 | 22.5059 | #DIV/0! | #DIV/0! | #DIV/0! | #DIV/0! | #DIV/0! | #DIV/0! | #DIV/0! | #DIV/0! | #DIV/0! | #DIV/0! | #DIV/0! | #DIV/0! | #DIV/0! | #DIV/0! | #DIV/0! | #DIV/0! | #DIV/0! | #DIV/0!
0 | 0 | 0 | 0 | 0 | 0 | #DIV/0! | #DIV/0! | #DIV/0! | #DIV/0! | #DIV/0! | #DIV/0! | #DIV/0! | #DIV/0! | #DIV/0! | #DIV/0! | #DIV/0! | #DIV/0! | #DIV/0! | #DIV/0! | #DIV/0! | #DIV/0! | #DIV/0! | #DIV/0! | #DIV/0! | #DIV/0! | #DIV/0! | #DIV/0! | #DIV/0! | #DIV/0! | #DIV/0! | #DIV/0! | #DIV/0! | #DIV/0! | [16 empty] | #DIV/0! | #DIV/0! | #DIV/0! | #DIV/0! | #DIV/0! | #DIV/0! | #DIV/0! | #DIV/0! | #DIV/0! | #DIV/0! | #DIV/0! | #DIV/0! | #DIV/0! | #DIV/0! | #DIV/0! | #DIV/0! | #DIV/0! | #DIV/0! | 29.2324 | 20.8766 | 19.4031 | 19.1689 | 19.2538 | 18.4505 | 24.3396 | 22.5059 | #DIV/0! | #DIV/0! | #DIV/0! | #DIV/0! | #DIV/0! | #DIV/0! | #DIV/0! | #DIV/0! | #DIV/0! | #DIV/0! | #DIV/0! | #DIV/0! | #DIV/0! | #DIV/0! | #DIV/0! | #DIV/0! | #DIV/0! | #DIV/0!
0 | 0 | 0 | 0 | 0 | 0 | #DIV/0! | #DIV/0! | #DIV/0! | #DIV/0! | #DIV/0! | #DIV/0! | #DIV/0! | #DIV/0! | #DIV/0! | #DIV/0! | #DIV/0! | #DIV/0! | #DIV/0! | #DIV/0! | #DIV/0! | #DIV/0! | #DIV/0! | #DIV/0! | #DIV/0! | #DIV/0! | #DIV/0! | #DIV/0! | #DIV/0! | #DIV/0! | #DIV/0! | #DIV/0! | #DIV/0! | #DIV/0! | [16 empty] | #DIV/0! | #DIV/0! | #DIV/0! | #DIV/0! | #DIV/0! | #DIV/0! | #DIV/0! | #DIV/0! | #DIV/0! | #DIV/0! | #DIV/0! | #DIV/0! | #DIV/0! | #DIV/0! | #DIV/0! | #DIV/0! | #DIV/0! | #DIV/0! | 29.2324 | 20.8766 | 19.4031 | 19.1689 | 19.2538 | 18.4505 | 24.3396 | 22.5059 | #DIV/0! | #DIV/0! | #DIV/0! | #DIV/0! | #DIV/0! | #DIV/0! | #DIV/0! | #DIV/0! | #DIV/0! | #DIV/0! | #DIV/0! | #DIV/0! | #DIV/0! | #DIV/0! | #DIV/0! | #DIV/0! | #DIV/0! | #DIV/0!
0 | 0 | 0 | 0 | 0 | 0 | #DIV/0! | #DIV/0! | #DIV/0! | #DIV/0! | #DIV/0! | #DIV/0! | #DIV/0! | #DIV/0! | #DIV/0! | #DIV/0! | #DIV/0! | #DIV/0! | #DIV/0! | #DIV/0! | #DIV/0! | #DIV/0! | #DIV/0! | #DIV/0! | #DIV/0! | #DIV/0! | #DIV/0! | #DIV/0! | #DIV/0! | #DIV/0! | #DIV/0! | #DIV/0! | #DIV/0! | #DIV/0! | [16 empty] | #DIV/0! | #DIV/0! | #DIV/0! | #DIV/0! | #DIV/0! | #DIV/0! | #DIV/0! | #DIV/0! | #DIV/0! | #DIV/0! | #DIV/0! | #DIV/0! | #DIV/0! | #DIV/0! | #DIV/0! | #DIV/0! | #DIV/0! | #DIV/0! | 29.2324 | 20.8766 | 19.4031 | 19.1689 | 19.2538 | 18.4505 | 24.3396 | 22.5059 | #DIV/0! | #DIV/0! | #DIV/0! | #DIV/0! | #DIV/0! | #DIV/0! | #DIV/0! | #DIV/0! | #DIV/0! | #DIV/0! | #DIV/0! | #DIV/0! | #DIV/0! | #DIV/0! | #DIV/0! | #DIV/0! | #DIV/0! | #DIV/0!
0 | 0 | 0 | 0 | 0 | 0 | #DIV/0! | #DIV/0! | #DIV/0! | #DIV/0! | #DIV/0! | #DIV/0! | #DIV/0! | #DIV/0! | #DIV/0! | #DIV/0! | #DIV/0! | #DIV/0! | #DIV/0! | #DIV/0! | #DIV/0! | #DIV/0! | #DIV/0! | #DIV/0! | #DIV/0! | #DIV/0! | #DIV/0! | #DIV/0! | #DIV/0! | #DIV/0! | #DIV/0! | #DIV/0! | #DIV/0! | #DIV/0! | [16 empty] | #DIV/0! | #DIV/0! | #DIV/0! | #DIV/0! | #DIV/0! | #DIV/0! | #DIV/0! | #DIV/0! | #DIV/0! | #DIV/0! | #DIV/0! | #DIV/0! | #DIV/0! | #DIV/0! | #DIV/0! | #DIV/0! | #DIV/0! | #DIV/0! | 29.2324 | 20.8766 | 19.4031 | 19.1689 | 19.2538 | 18.4505 | 24.3396 | 22.5059 | #DIV/0! | #DIV/0! | #DIV/0! | #DIV/0! | #DIV/0! | #DIV/0! | #DIV/0! | #DIV/0! | #DIV/0! | #DIV/0! | #DIV/0! | #DIV/0! | #DIV/0! | #DIV/0! | #DIV/0! | #DIV/0! | #DIV/0! | #DIV/0!
0 | 0 | 0 | 0 | 0 | 0 | #DIV/0! | #DIV/0! | #DIV/0! | #DIV/0! | #DIV/0! | #DIV/0! | #DIV/0! | #DIV/0! | #DIV/0! | #DIV/0! | #DIV/0! | #DIV/0! | #DIV/0! | #DIV/0! | #DIV/0! | #DIV/0! | #DIV/0! | #DIV/0! | #DIV/0! | #DIV/0! | #DIV/0! | #DIV/0! | #DIV/0! | #DIV/0! | #DIV/0! | #DIV/0! | #DIV/0! | #DIV/0! | [16 empty] | #DIV/0! | #DIV/0! | #DIV/0! | #DIV/0! | #DIV/0! | #DIV/0! | #DIV/0! | #DIV/0! | #DIV/0! | #DIV/0! | #DIV/0! | #DIV/0! | #DIV/0! | #DIV/0! | #DIV/0! | #DIV/0! | #DIV/0! | #DIV/0! | 29.2324 | 20.8766 | 19.4031 | 19.1689 | 19.2538 | 18.4505 | 24.3396 | 22.5059 | #DIV/0! | #DIV/0! | #DIV/0! | #DIV/0! | #DIV/0! | #DIV/0! | #DIV/0! | #DIV/0! | #DIV/0! | #DIV/0! | #DIV/0! | #DIV/0! | #DIV/0! | #DIV/0! | #DIV/0! | #DIV/0! | #DIV/0! | #DIV/0!
0 | 0 | 0 | 0 | 0 | 0 | #DIV/0! | #DIV/0! | #DIV/0! | #DIV/0! | #DIV/0! | #DIV/0! | #DIV/0! | #DIV/0! | #DIV/0! | #DIV/0! | #DIV/0! | #DIV/0! | #DIV/0! | #DIV/0! | #DIV/0! | #DIV/0! | #DIV/0! | #DIV/0! | #DIV/0! | #DIV/0! | #DIV/0! | #DIV/0! | #DIV/0! | #DIV/0! | #DIV/0! | #DIV/0! | #DIV/0! | #DIV/0! | [16 empty] | #DIV/0! | #DIV/0! | #DIV/0! | #DIV/0! | #DIV/0! | #DIV/0! | #DIV/0! | #DIV/0! | #DIV/0! | #DIV/0! | #DIV/0! | #DIV/0! | #DIV/0! | #DIV/0! | #DIV/0! | #DIV/0! | #DIV/0! | #DIV/0! | 29.2324 | 20.8766 | 19.4031 | 19.1689 | 19.2538 | 18.4505 | 24.3396 | 22.5059 | #DIV/0! | #DIV/0! | #DIV/0! | #DIV/0! | #DIV/0! | #DIV/0! | #DIV/0! | #DIV/0! | #DIV/0! | #DIV/0! | #DIV/0! | #DIV/0! | #DIV/0! | #DIV/0! | #DIV/0! | #DIV/0! | #DIV/0! | #DIV/0!
0 | 0 | 0 | 0 | 0 | 0 | #DIV/0! | #DIV/0! | #DIV/0! | #DIV/0! | #DIV/0! | #DIV/0! | #DIV/0! | #DIV/0! | #DIV/0! | #DIV/0! | #DIV/0! | #DIV/0! | #DIV/0! | #DIV/0! | #DIV/0! | #DIV/0! | #DIV/0! | #DIV/0! | #DIV/0! | #DIV/0! | #DIV/0! | #DIV/0! | #DIV/0! | #DIV/0! | #DIV/0! | #DIV/0! | #DIV/0! | #DIV/0! | [16 empty] | #DIV/0! | #DIV/0! | #DIV/0! | #DIV/0! | #DIV/0! | #DIV/0! | #DIV/0! | #DIV/0! | #DIV/0! | #DIV/0! | #DIV/0! | #DIV/0! | #DIV/0! | #DIV/0! | #DIV/0! | #DIV/0! | #DIV/0! | #DIV/0! | 29.2324 | 20.8766 | 19.4031 | 19.1689 | 19.2538 | 18.4505 | 24.3396 | 22.5059 | #DIV/0! | #DIV/0! | #DIV/0! | #DIV/0! | #DIV/0! | #DIV/0! | #DIV/0! | #DIV/0! | #DIV/0! | #DIV/0! | #DIV/0! | #DIV/0! | #DIV/0! | #DIV/0! | #DIV/0! | #DIV/0! | #DIV/0! | #DIV/0!
0 | 0 | 0 | 0 | 0 | 0 | #DIV/0! | #DIV/0! | #DIV/0! | #DIV/0! | #DIV/0! | #DIV/0! | #DIV/0! | #DIV/0! | #DIV/0! | #DIV/0! | #DIV/0! | #DIV/0! | #DIV/0! | #DIV/0! | #DIV/0! | #DIV/0! | #DIV/0! | #DIV/0! | #DIV/0! | #DIV/0! | #DIV/0! | #DIV/0! | #DIV/0! | #DIV/0! | #DIV/0! | #DIV/0! | #DIV/0! | #DIV/0! | [16 empty] | #DIV/0! | #DIV/0! | #DIV/0! | #DIV/0! | #DIV/0! | #DIV/0! | #DIV/0! | #DIV/0! | #DIV/0! | #DIV/0! | #DIV/0! | #DIV/0! | #DIV/0! | #DIV/0! | #DIV/0! | #DIV/0! | #DIV/0! | #DIV/0! | 29.2324 | 20.8766 | 19.4031 | 19.1689 | 19.2538 | 18.4505 | 24.3396 | 22.5059 | #DIV/0! | #DIV/0! | #DIV/0! | #DIV/0! | #DIV/0! | #DIV/0! | #DIV/0! | #DIV/0! | #DIV/0! | #DIV/0! | #DIV/0! | #DIV/0! | #DIV/0! | #DIV/0! | #DIV/0! | #DIV/0! | #DIV/0! | #DIV/0!
0 | 0 | 0 | 0 | 0 | 0 | #DIV/0! | #DIV/0! | #DIV/0! | #DIV/0! | #DIV/0! | #DIV/0! | #DIV/0! | #DIV/0! | #DIV/0! | #DIV/0! | #DIV/0! | #DIV/0! | #DIV/0! | #DIV/0! | #DIV/0! | #DIV/0! | #DIV/0! | #DIV/0! | #DIV/0! | #DIV/0! | #DIV/0! | #DIV/0! | #DIV/0! | #DIV/0! | #DIV/0! | #DIV/0! | #DIV/0! | #DIV/0! | [16 empty] | #DIV/0! | #DIV/0! | #DIV/0! | #DIV/0! | #DIV/0! | #DIV/0! | #DIV/0! | #DIV/0! | #DIV/0! | #DIV/0! | #DIV/0! | #DIV/0! | #DIV/0! | #DIV/0! | #DIV/0! | #DIV/0! | #DIV/0! | #DIV/0! | 29.2324 | 20.8766 | 19.4031 | 19.1689 | 19.2538 | 18.4505 | 24.3396 | 22.5059 | #DIV/0! | #DIV/0! | #DIV/0! | #DIV/0! | #DIV/0! | #DIV/0! | #DIV/0! | #DIV/0! | #DIV/0! | #DIV/0! | #DIV/0! | #DIV/0! | #DIV/0! | #DIV/0! | #DIV/0! | #DIV/0! | #DIV/0! | #DIV/0!
0 | 0 | 0 | 0 | 0 | 0 | #DIV/0! | #DIV/0! | #DIV/0! | #DIV/0! | #DIV/0! | #DIV/0! | #DIV/0! | #DIV/0! | #DIV/0! | #DIV/0! | #DIV/0! | #DIV/0! | #DIV/0! | #DIV/0! | #DIV/0! | #DIV/0! | #DIV/0! | #DIV/0! | #DIV/0! | #DIV/0! | #DIV/0! | #DIV/0! | #DIV/0! | #DIV/0! | #DIV/0! | #DIV/0! | #DIV/0! | #DIV/0! | [16 empty] | #DIV/0! | #DIV/0! | #DIV/0! | #DIV/0! | #DIV/0! | #DIV/0! | #DIV/0! | #DIV/0! | #DIV/0! | #DIV/0! | #DIV/0! | #DIV/0! | #DIV/0! | #DIV/0! | #DIV/0! | #DIV/0! | #DIV/0! | #DIV/0! | 29.2324 | 20.8766 | 19.4031 | 19.1689 | 19.2538 | 18.4505 | 24.3396 | 22.5059 | #DIV/0! | #DIV/0! | #DIV/0! | #DIV/0! | #DIV/0! | #DIV/0! | #DIV/0! | #DIV/0! | #DIV/0! | #DIV/0! | #DIV/0! | #DIV/0! | #DIV/0! | #DIV/0! | #DIV/0! | #DIV/0! | #DIV/0! | #DIV/0!
0 | 0 | 0 | 0 | 0 | 0 | #DIV/0! | #DIV/0! | #DIV/0! | #DIV/0! | #DIV/0! | #DIV/0! | #DIV/0! | #DIV/0! | #DIV/0! | #DIV/0! | #DIV/0! | #DIV/0! | #DIV/0! | #DIV/0! | #DIV/0! | #DIV/0! | #DIV/0! | #DIV/0! | #DIV/0! | #DIV/0! | #DIV/0! | #DIV/0! | #DIV/0! | #DIV/0! | #DIV/0! | #DIV/0! | #DIV/0! | #DIV/0! | [16 empty] | #DIV/0! | #DIV/0! | #DIV/0! | #DIV/0! | #DIV/0! | #DIV/0! | #DIV/0! | #DIV/0! | #DIV/0! | #DIV/0! | #DIV/0! | #DIV/0! | #DIV/0! | #DIV/0! | #DIV/0! | #DIV/0! | #DIV/0! | #DIV/0! | 29.2324 | 20.8766 | 19.4031 | 19.1689 | 19.2538 | 18.4505 | 24.3396 | 22.5059 | #DIV/0! | #DIV/0! | #DIV/0! | #DIV/0! | #DIV/0! | #DIV/0! | #DIV/0! | #DIV/0! | #DIV/0! | #DIV/0! | #DIV/0! | #DIV/0! | #DIV/0! | #DIV/0! | #DIV/0! | #DIV/0! | #DIV/0! | #DIV/0!
0 | 0 | 0 | 0 | 0 | 0 | #DIV/0! | #DIV/0! | #DIV/0! | #DIV/0! | #DIV/0! | #DIV/0! | #DIV/0! | #DIV/0! | #DIV/0! | #DIV/0! | #DIV/0! | #DIV/0! | #DIV/0! | #DIV/0! | #DIV/0! | #DIV/0! | #DIV/0! | #DIV/0! | #DIV/0! | #DIV/0! | #DIV/0! | #DIV/0! | #DIV/0! | #DIV/0! | #DIV/0! | #DIV/0! | #DIV/0! | #DIV/0! | [16 empty] | #DIV/0! | #DIV/0! | #DIV/0! | #DIV/0! | #DIV/0! | #DIV/0! | #DIV/0! | #DIV/0! | #DIV/0! | #DIV/0! | #DIV/0! | #DIV/0! | #DIV/0! | #DIV/0! | #DIV/0! | #DIV/0! | #DIV/0! | #DIV/0! | 29.2324 | 20.8766 | 19.4031 | 19.1689 | 19.2538 | 18.4505 | 24.3396 | 22.5059 | #DIV/0! | #DIV/0! | #DIV/0! | #DIV/0! | #DIV/0! | #DIV/0! | #DIV/0! | #DIV/0! | #DIV/0! | #DIV/0! | #DIV/0! | #DIV/0! | #DIV/0! | #DIV/0! | #DIV/0! | #DIV/0! | #DIV/0! | #DIV/0!
0 | 0 | 0 | 0 | 0 | 0 | #DIV/0! | #DIV/0! | #DIV/0! | #DIV/0! | #DIV/0! | #DIV/0! | #DIV/0! | #DIV/0! | #DIV/0! | #DIV/0! | #DIV/0! | #DIV/0! | #DIV/0! | #DIV/0! | #DIV/0! | #DIV/0! | #DIV/0! | #DIV/0! | #DIV/0! | #DIV/0! | #DIV/0! | #DIV/0! | #DIV/0! | #DIV/0! | #DIV/0! | #DIV/0! | #DIV/0! | #DIV/0! | [16 empty] | #DIV/0! | #DIV/0! | #DIV/0! | #DIV/0! | #DIV/0! | #DIV/0! | #DIV/0! | #DIV/0! | #DIV/0! | #DIV/0! | #DIV/0! | #DIV/0! | #DIV/0! | #DIV/0! | #DIV/0! | #DIV/0! | #DIV/0! | #DIV/0! | 29.2324 | 20.8766 | 19.4031 | 19.1689 | 19.2538 | 18.4505 | 24.3396 | 22.5059 | #DIV/0! | #DIV/0! | #DIV/0! | #DIV/0! | #DIV/0! | #DIV/0! | #DIV/0! | #DIV/0! | #DIV/0! | #DIV/0! | #DIV/0! | #DIV/0! | #DIV/0! | #DIV/0! | #DIV/0! | #DIV/0! | #DIV/0! | #DIV/0!
0 | 0 | 0 | 0 | 0 | 0 | #DIV/0! | #DIV/0! | #DIV/0! | #DIV/0! | #DIV/0! | #DIV/0! | #DIV/0! | #DIV/0! | #DIV/0! | #DIV/0! | #DIV/0! | #DIV/0! | #DIV/0! | #DIV/0! | #DIV/0! | #DIV/0! | #DIV/0! | #DIV/0! | #DIV/0! | #DIV/0! | #DIV/0! | #DIV/0! | #DIV/0! | #DIV/0! | #DIV/0! | #DIV/0! | #DIV/0! | #DIV/0! | [16 empty] | #DIV/0! | #DIV/0! | #DIV/0! | #DIV/0! | #DIV/0! | #DIV/0! | #DIV/0! | #DIV/0! | #DIV/0! | #DIV/0! | #DIV/0! | #DIV/0! | #DIV/0! | #DIV/0! | #DIV/0! | #DIV/0! | #DIV/0! | #DIV/0! | 29.2324 | 20.8766 | 19.4031 | 19.1689 | 19.2538 | 18.4505 | 24.3396 | 22.5059 | #DIV/0! | #DIV/0! | #DIV/0! | #DIV/0! | #DIV/0! | #DIV/0! | #DIV/0! | #DIV/0! | #DIV/0! | #DIV/0! | #DIV/0! | #DIV/0! | #DIV/0! | #DIV/0! | #DIV/0! | #DIV/0! | #DIV/0! | #DIV/0!
0 | 0 | 0 | 0 | 0 | 0 | #DIV/0! | #DIV/0! | #DIV/0! | #DIV/0! | #DIV/0! | #DIV/0! | #DIV/0! | #DIV/0! | #DIV/0! | #DIV/0! | #DIV/0! | #DIV/0! | #DIV/0! | #DIV/0! | #DIV/0! | #DIV/0! | #DIV/0! | #DIV/0! | #DIV/0! | #DIV/0! | #DIV/0! | #DIV/0! | #DIV/0! | #DIV/0! | #DIV/0! | #DIV/0! | #DIV/0! | #DIV/0! | [16 empty] | #DIV/0! | #DIV/0! | #DIV/0! | #DIV/0! | #DIV/0! | #DIV/0! | #DIV/0! | #DIV/0! | #DIV/0! | #DIV/0! | #DIV/0! | #DIV/0! | #DIV/0! | #DIV/0! | #DIV/0! | #DIV/0! | #DIV/0! | #DIV/0! | 29.2324 | 20.8766 | 19.4031 | 19.1689 | 19.2538 | 18.4505 | 24.3396 | 22.5059 | #DIV/0! | #DIV/0! | #DIV/0! | #DIV/0! | #DIV/0! | #DIV/0! | #DIV/0! | #DIV/0! | #DIV/0! | #DIV/0! | #DIV/0! | #DIV/0! | #DIV/0! | #DIV/0! | #DIV/0! | #DIV/0! | #DIV/0! | #DIV/0!
0 | 0 | 0 | 0 | 0 | 0 | #DIV/0! | #DIV/0! | #DIV/0! | #DIV/0! | #DIV/0! | #DIV/0! | #DIV/0! | #DIV/0! | #DIV/0! | #DIV/0! | #DIV/0! | #DIV/0! | #DIV/0! | #DIV/0! | #DIV/0! | #DIV/0! | #DIV/0! | #DIV/0! | #DIV/0! | #DIV/0! | #DIV/0! | #DIV/0! | #DIV/0! | #DIV/0! | #DIV/0! | #DIV/0! | #DIV/0! | #DIV/0! | [16 empty] | #DIV/0! | #DIV/0! | #DIV/0! | #DIV/0! | #DIV/0! | #DIV/0! | #DIV/0! | #DIV/0! | #DIV/0! | #DIV/0! | #DIV/0! | #DIV/0! | #DIV/0! | #DIV/0! | #DIV/0! | #DIV/0! | #DIV/0! | #DIV/0! | 29.2324 | 20.8766 | 19.4031 | 19.1689 | 19.2538 | 18.4505 | 24.3396 | 22.5059 | #DIV/0! | #DIV/0! | #DIV/0! | #DIV/0! | #DIV/0! | #DIV/0! | #DIV/0! | #DIV/0! | #DIV/0! | #DIV/0! | #DIV/0! | #DIV/0! | #DIV/0! | #DIV/0! | #DIV/0! | #DIV/0! | #DIV/0! | #DIV/0!
0 | 0 | 0 | 0 | 0 | 0 | #DIV/0! | #DIV/0! | #DIV/0! | #DIV/0! | #DIV/0! | #DIV/0! | #DIV/0! | #DIV/0! | #DIV/0! | #DIV/0! | #DIV/0! | #DIV/0! | #DIV/0! | #DIV/0! | #DIV/0! | #DIV/0! | #DIV/0! | #DIV/0! | #DIV/0! | #DIV/0! | #DIV/0! | #DIV/0! | #DIV/0! | #DIV/0! | #DIV/0! | #DIV/0! | #DIV/0! | #DIV/0! | [16 empty] | #DIV/0! | #DIV/0! | #DIV/0! | #DIV/0! | #DIV/0! | #DIV/0! | #DIV/0! | #DIV/0! | #DIV/0! | #DIV/0! | #DIV/0! | #DIV/0! | #DIV/0! | #DIV/0! | #DIV/0! | #DIV/0! | #DIV/0! | #DIV/0! | 29.2324 | 20.8766 | 19.4031 | 19.1689 | 19.2538 | 18.4505 | 24.3396 | 22.5059 | #DIV/0! | #DIV/0! | #DIV/0! | #DIV/0! | #DIV/0! | #DIV/0! | #DIV/0! | #DIV/0! | #DIV/0! | #DIV/0! | #DIV/0! | #DIV/0! | #DIV/0! | #DIV/0! | #DIV/0! | #DIV/0! | #DIV/0! | #DIV/0!
0 | 0 | 0 | 0 | 0 | 0 | #DIV/0! | #DIV/0! | #DIV/0! | #DIV/0! | #DIV/0! | #DIV/0! | #DIV/0! | #DIV/0! | #DIV/0! | #DIV/0! | #DIV/0! | #DIV/0! | #DIV/0! | #DIV/0! | #DIV/0! | #DIV/0! | #DIV/0! | #DIV/0! | #DIV/0! | #DIV/0! | #DIV/0! | #DIV/0! | #DIV/0! | #DIV/0! | #DIV/0! | #DIV/0! | #DIV/0! | #DIV/0! | [16 empty] | #DIV/0! | #DIV/0! | #DIV/0! | #DIV/0! | #DIV/0! | #DIV/0! | #DIV/0! | #DIV/0! | #DIV/0! | #DIV/0! | #DIV/0! | #DIV/0! | #DIV/0! | #DIV/0! | #DIV/0! | #DIV/0! | #DIV/0! | #DIV/0! | 29.2324 | 20.8766 | 19.4031 | 19.1689 | 19.2538 | 18.4505 | 24.3396 | 22.5059 | #DIV/0! | #DIV/0! | #DIV/0! | #DIV/0! | #DIV/0! | #DIV/0! | #DIV/0! | #DIV/0! | #DIV/0! | #DIV/0! | #DIV/0! | #DIV/0! | #DIV/0! | #DIV/0! | #DIV/0! | #DIV/0! | #DIV/0! | #DIV/0!
0 | 0 | 0 | 0 | 0 | 0 | #DIV/0! | #DIV/0! | #DIV/0! | #DIV/0! | #DIV/0! | #DIV/0! | #DIV/0! | #DIV/0! | #DIV/0! | #DIV/0! | #DIV/0! | #DIV/0! | #DIV/0! | #DIV/0! | #DIV/0! | #DIV/0! | #DIV/0! | #DIV/0! | #DIV/0! | #DIV/0! | #DIV/0! | #DIV/0! | #DIV/0! | #DIV/0! | #DIV/0! | #DIV/0! | #DIV/0! | #DIV/0! | [16 empty] | #DIV/0! | #DIV/0! | #DIV/0! | #DIV/0! | #DIV/0! | #DIV/0! | #DIV/0! | #DIV/0! | #DIV/0! | #DIV/0! | #DIV/0! | #DIV/0! | #DIV/0! | #DIV/0! | #DIV/0! | #DIV/0! | #DIV/0! | #DIV/0! | 29.2324 | 20.8766 | 19.4031 | 19.1689 | 19.2538 | 18.4505 | 24.3396 | 22.5059 | #DIV/0! | #DIV/0! | #DIV/0! | #DIV/0! | #DIV/0! | #DIV/0! | #DIV/0! | #DIV/0! | #DIV/0! | #DIV/0! | #DIV/0! | #DIV/0! | #DIV/0! | #DIV/0! | #DIV/0! | #DIV/0! | #DIV/0! | #DIV/0!
0 | 0 | 0 | 0 | 0 | 0 | #DIV/0! | #DIV/0! | #DIV/0! | #DIV/0! | #DIV/0! | #DIV/0! | #DIV/0! | #DIV/0! | #DIV/0! | #DIV/0! | #DIV/0! | #DIV/0! | #DIV/0! | #DIV/0! | #DIV/0! | #DIV/0! | #DIV/0! | #DIV/0! | #DIV/0! | #DIV/0! | #DIV/0! | #DIV/0! | #DIV/0! | #DIV/0! | #DIV/0! | #DIV/0! | #DIV/0! | #DIV/0! | [16 empty] | #DIV/0! | #DIV/0! | #DIV/0! | #DIV/0! | #DIV/0! | #DIV/0! | #DIV/0! | #DIV/0! | #DIV/0! | #DIV/0! | #DIV/0! | #DIV/0! | #DIV/0! | #DIV/0! | #DIV/0! | #DIV/0! | #DIV/0! | #DIV/0! | 29.2324 | 20.8766 | 19.4031 | 19.1689 | 19.2538 | 18.4505 | 24.3396 | 22.5059 | #DIV/0! | #DIV/0! | #DIV/0! | #DIV/0! | #DIV/0! | #DIV/0! | #DIV/0! | #DIV/0! | #DIV/0! | #DIV/0! | #DIV/0! | #DIV/0! | #DIV/0! | #DIV/0! | #DIV/0! | #DIV/0! | #DIV/0! | #DIV/0!
0 | 0 | 0 | 0 | 0 | 0 | #DIV/0! | #DIV/0! | #DIV/0! | #DIV/0! | #DIV/0! | #DIV/0! | #DIV/0! | #DIV/0! | #DIV/0! | #DIV/0! | #DIV/0! | #DIV/0! | #DIV/0! | #DIV/0! | #DIV/0! | #DIV/0! | #DIV/0! | #DIV/0! | #DIV/0! | #DIV/0! | #DIV/0! | #DIV/0! | #DIV/0! | #DIV/0! | #DIV/0! | #DIV/0! | #DIV/0! | #DIV/0! | [16 empty] | #DIV/0! | #DIV/0! | #DIV/0! | #DIV/0! | #DIV/0! | #DIV/0! | #DIV/0! | #DIV/0! | #DIV/0! | #DIV/0! | #DIV/0! | #DIV/0! | #DIV/0! | #DIV/0! | #DIV/0! | #DIV/0! | #DIV/0! | #DIV/0! | 29.2324 | 20.8766 | 19.4031 | 19.1689 | 19.2538 | 18.4505 | 24.3396 | 22.5059 | #DIV/0! | #DIV/0! | #DIV/0! | #DIV/0! | #DIV/0! | #DIV/0! | #DIV/0! | #DIV/0! | #DIV/0! | #DIV/0! | #DIV/0! | #DIV/0! | #DIV/0! | #DIV/0! | #DIV/0! | #DIV/0! | #DIV/0! | #DIV/0!
0 | 0 | 0 | 0 | 0 | 0 | #DIV/0! | #DIV/0! | #DIV/0! | #DIV/0! | #DIV/0! | #DIV/0! | #DIV/0! | #DIV/0! | #DIV/0! | #DIV/0! | #DIV/0! | #DIV/0! | #DIV/0! | #DIV/0! | #DIV/0! | #DIV/0! | #DIV/0! | #DIV/0! | #DIV/0! | #DIV/0! | #DIV/0! | #DIV/0! | #DIV/0! | #DIV/0! | #DIV/0! | #DIV/0! | #DIV/0! | #DIV/0! | [16 empty] | #DIV/0! | #DIV/0! | #DIV/0! | #DIV/0! | #DIV/0! | #DIV/0! | #DIV/0! | #DIV/0! | #DIV/0! | #DIV/0! | #DIV/0! | #DIV/0! | #DIV/0! | #DIV/0! | #DIV/0! | #DIV/0! | #DIV/0! | #DIV/0! | 29.2324 | 20.8766 | 19.4031 | 19.1689 | 19.2538 | 18.4505 | 24.3396 | 22.5059 | #DIV/0! | #DIV/0! | #DIV/0! | #DIV/0! | #DIV/0! | #DIV/0! | #DIV/0! | #DIV/0! | #DIV/0! | #DIV/0! | #DIV/0! | #DIV/0! | #DIV/0! | #DIV/0! | #DIV/0! | #DIV/0! | #DIV/0! | #DIV/0!
0 | 0 | 0 | 0 | 0 | 0 | #DIV/0! | #DIV/0! | #DIV/0! | #DIV/0! | #DIV/0! | #DIV/0! | #DIV/0! | #DIV/0! | #DIV/0! | #DIV/0! | #DIV/0! | #DIV/0! | #DIV/0! | #DIV/0! | #DIV/0! | #DIV/0! | #DIV/0! | #DIV/0! | #DIV/0! | #DIV/0! | #DIV/0! | #DIV/0! | #DIV/0! | #DIV/0! | #DIV/0! | #DIV/0! | #DIV/0! | #DIV/0! | [16 empty] | #DIV/0! | #DIV/0! | #DIV/0! | #DIV/0! | #DIV/0! | #DIV/0! | #DIV/0! | #DIV/0! | #DIV/0! | #DIV/0! | #DIV/0! | #DIV/0! | #DIV/0! | #DIV/0! | #DIV/0! | #DIV/0! | #DIV/0! | #DIV/0! | 29.2324 | 20.8766 | 19.4031 | 19.1689 | 19.2538 | 18.4505 | 24.3396 | 22.5059 | #DIV/0! | #DIV/0! | #DIV/0! | #DIV/0! | #DIV/0! | #DIV/0! | #DIV/0! | #DIV/0! | #DIV/0! | #DIV/0! | #DIV/0! | #DIV/0! | #DIV/0! | #DIV/0! | #DIV/0! | #DIV/0! | #DIV/0! | #DIV/0!
0 | 0 | 0 | 0 | 0 | 0 | #DIV/0! | #DIV/0! | #DIV/0! | #DIV/0! | #DIV/0! | #DIV/0! | #DIV/0! | #DIV/0! | #DIV/0! | #DIV/0! | #DIV/0! | #DIV/0! | #DIV/0! | #DIV/0! | #DIV/0! | #DIV/0! | #DIV/0! | #DIV/0! | #DIV/0! | #DIV/0! | #DIV/0! | #DIV/0! | #DIV/0! | #DIV/0! | #DIV/0! | #DIV/0! | #DIV/0! | #DIV/0! | [16 empty] | #DIV/0! | #DIV/0! | #DIV/0! | #DIV/0! | #DIV/0! | #DIV/0! | #DIV/0! | #DIV/0! | #DIV/0! | #DIV/0! | #DIV/0! | #DIV/0! | #DIV/0! | #DIV/0! | #DIV/0! | #DIV/0! | #DIV/0! | #DIV/0! | 29.2324 | 20.8766 | 19.4031 | 19.1689 | 19.2538 | 18.4505 | 24.3396 | 22.5059 | #DIV/0! | #DIV/0! | #DIV/0! | #DIV/0! | #DIV/0! | #DIV/0! | #DIV/0! | #DIV/0! | #DIV/0! | #DIV/0! | #DIV/0! | #DIV/0! | #DIV/0! | #DIV/0! | #DIV/0! | #DIV/0! | #DIV/0! | #DIV/0!
0 | 0 | 0 | 0 | 0 | 0 | #DIV/0! | #DIV/0! | #DIV/0! | #DIV/0! | #DIV/0! | #DIV/0! | #DIV/0! | #DIV/0! | #DIV/0! | #DIV/0! | #DIV/0! | #DIV/0! | #DIV/0! | #DIV/0! | #DIV/0! | #DIV/0! | #DIV/0! | #DIV/0! | #DIV/0! | #DIV/0! | #DIV/0! | #DIV/0! | #DIV/0! | #DIV/0! | #DIV/0! | #DIV/0! | #DIV/0! | #DIV/0! | [16 empty] | #DIV/0! | #DIV/0! | #DIV/0! | #DIV/0! | #DIV/0! | #DIV/0! | #DIV/0! | #DIV/0! | #DIV/0! | #DIV/0! | #DIV/0! | #DIV/0! | #DIV/0! | #DIV/0! | #DIV/0! | #DIV/0! | #DIV/0! | #DIV/0! | 29.2324 | 20.8766 | 19.4031 | 19.1689 | 19.2538 | 18.4505 | 24.3396 | 22.5059 | #DIV/0! | #DIV/0! | #DIV/0! | #DIV/0! | #DIV/0! | #DIV/0! | #DIV/0! | #DIV/0! | #DIV/0! | #DIV/0! | #DIV/0! | #DIV/0! | #DIV/0! | #DIV/0! | #DIV/0! | #DIV/0! | #DIV/0! | #DIV/0!
0 | 0 | 0 | 0 | 0 | 0 | #DIV/0! | #DIV/0! | #DIV/0! | #DIV/0! | #DIV/0! | #DIV/0! | #DIV/0! | #DIV/0! | #DIV/0! | #DIV/0! | #DIV/0! | #DIV/0! | #DIV/0! | #DIV/0! | #DIV/0! | #DIV/0! | #DIV/0! | #DIV/0! | #DIV/0! | #DIV/0! | #DIV/0! | #DIV/0! | #DIV/0! | #DIV/0! | #DIV/0! | #DIV/0! | #DIV/0! | #DIV/0! | [16 empty] | #DIV/0! | #DIV/0! | #DIV/0! | #DIV/0! | #DIV/0! | #DIV/0! | #DIV/0! | #DIV/0! | #DIV/0! | #DIV/0! | #DIV/0! | #DIV/0! | #DIV/0! | #DIV/0! | #DIV/0! | #DIV/0! | #DIV/0! | #DIV/0! | 29.2324 | 20.8766 | 19.4031 | 19.1689 | 19.2538 | 18.4505 | 24.3396 | 22.5059 | #DIV/0! | #DIV/0! | #DIV/0! | #DIV/0! | #DIV/0! | #DIV/0! | #DIV/0! | #DIV/0! | #DIV/0! | #DIV/0! | #DIV/0! | #DIV/0! | #DIV/0! | #DIV/0! | #DIV/0! | #DIV/0! | #DIV/0! | #DIV/0!
0 | 0 | 0 | 0 | 0 | 0 | #DIV/0! | #DIV/0! | #DIV/0! | #DIV/0! | #DIV/0! | #DIV/0! | #DIV/0! | #DIV/0! | #DIV/0! | #DIV/0! | #DIV/0! | #DIV/0! | #DIV/0! | #DIV/0! | #DIV/0! | #DIV/0! | #DIV/0! | #DIV/0! | #DIV/0! | #DIV/0! | #DIV/0! | #DIV/0! | #DIV/0! | #DIV/0! | #DIV/0! | #DIV/0! | #DIV/0! | #DIV/0! | [16 empty] | #DIV/0! | #DIV/0! | #DIV/0! | #DIV/0! | #DIV/0! | #DIV/0! | #DIV/0! | #DIV/0! | #DIV/0! | #DIV/0! | #DIV/0! | #DIV/0! | #DIV/0! | #DIV/0! | #DIV/0! | #DIV/0! | #DIV/0! | #DIV/0! | 29.2324 | 20.8766 | 19.4031 | 19.1689 | 19.2538 | 18.4505 | 24.3396 | 22.5059 | #DIV/0! | #DIV/0! | #DIV/0! | #DIV/0! | #DIV/0! | #DIV/0! | #DIV/0! | #DIV/0! | #DIV/0! | #DIV/0! | #DIV/0! | #DIV/0! | #DIV/0! | #DIV/0! | #DIV/0! | #DIV/0! | #DIV/0! | #DIV/0!
0 | 0 | 0 | 0 | 0 | 0 | #DIV/0! | #DIV/0! | #DIV/0! | #DIV/0! | #DIV/0! | #DIV/0! | #DIV/0! | #DIV/0! | #DIV/0! | #DIV/0! | #DIV/0! | #DIV/0! | #DIV/0! | #DIV/0! | #DIV/0! | #DIV/0! | #DIV/0! | #DIV/0! | #DIV/0! | #DIV/0! | #DIV/0! | #DIV/0! | #DIV/0! | #DIV/0! | #DIV/0! | #DIV/0! | #DIV/0! | #DIV/0! | [16 empty] | #DIV/0! | #DIV/0! | #DIV/0! | #DIV/0! | #DIV/0! | #DIV/0! | #DIV/0! | #DIV/0! | #DIV/0! | #DIV/0! | #DIV/0! | #DIV/0! | #DIV/0! | #DIV/0! | #DIV/0! | #DIV/0! | #DIV/0! | #DIV/0! | 29.2324 | 20.8766 | 19.4031 | 19.1689 | 19.2538 | 18.4505 | 24.3396 | 22.5059 | #DIV/0! | #DIV/0! | #DIV/0! | #DIV/0! | #DIV/0! | #DIV/0! | #DIV/0! | #DIV/0! | #DIV/0! | #DIV/0! | #DIV/0! | #DIV/0! | #DIV/0! | #DIV/0! | #DIV/0! | #DIV/0! | #DIV/0! | #DIV/0!
0 | 0 | 0 | 0 | 0 | 0 | #DIV/0! | #DIV/0! | #DIV/0! | #DIV/0! | #DIV/0! | #DIV/0! | #DIV/0! | #DIV/0! | #DIV/0! | #DIV/0! | #DIV/0! | #DIV/0! | #DIV/0! | #DIV/0! | #DIV/0! | #DIV/0! | #DIV/0! | #DIV/0! | #DIV/0! | #DIV/0! | #DIV/0! | #DIV/0! | #DIV/0! | #DIV/0! | #DIV/0! | #DIV/0! | #DIV/0! | #DIV/0! | [16 empty] | #DIV/0! | #DIV/0! | #DIV/0! | #DIV/0! | #DIV/0! | #DIV/0! | #DIV/0! | #DIV/0! | #DIV/0! | #DIV/0! | #DIV/0! | #DIV/0! | #DIV/0! | #DIV/0! | #DIV/0! | #DIV/0! | #DIV/0! | #DIV/0! | 29.2324 | 20.8766 | 19.4031 | 19.1689 | 19.2538 | 18.4505 | 24.3396 | 22.5059 | #DIV/0! | #DIV/0! | #DIV/0! | #DIV/0! | #DIV/0! | #DIV/0! | #DIV/0! | #DIV/0! | #DIV/0! | #DIV/0! | #DIV/0! | #DIV/0! | #DIV/0! | #DIV/0! | #DIV/0! | #DIV/0! | #DIV/0! | #DIV/0!
0 | 0 | 0 | 0 | 0 | 0 | #DIV/0! | #DIV/0! | #DIV/0! | #DIV/0! | #DIV/0! | #DIV/0! | #DIV/0! | #DIV/0! | #DIV/0! | #DIV/0! | #DIV/0! | #DIV/0! | #DIV/0! | #DIV/0! | #DIV/0! | #DIV/0! | #DIV/0! | #DIV/0! | #DIV/0! | #DIV/0! | #DIV/0! | #DIV/0! | #DIV/0! | #DIV/0! | #DIV/0! | #DIV/0! | #DIV/0! | #DIV/0! | [16 empty] | #DIV/0! | #DIV/0! | #DIV/0! | #DIV/0! | #DIV/0! | #DIV/0! | #DIV/0! | #DIV/0! | #DIV/0! | #DIV/0! | #DIV/0! | #DIV/0! | #DIV/0! | #DIV/0! | #DIV/0! | #DIV/0! | #DIV/0! | #DIV/0! | 29.2324 | 20.8766 | 19.4031 | 19.1689 | 19.2538 | 18.4505 | 24.3396 | 22.5059 | #DIV/0! | #DIV/0! | #DIV/0! | #DIV/0! | #DIV/0! | #DIV/0! | #DIV/0! | #DIV/0! | #DIV/0! | #DIV/0! | #DIV/0! | #DIV/0! | #DIV/0! | #DIV/0! | #DIV/0! | #DIV/0! | #DIV/0! | #DIV/0!
0 | 0 | 0 | 0 | 0 | 0 | #DIV/0! | #DIV/0! | #DIV/0! | #DIV/0! | #DIV/0! | #DIV/0! | #DIV/0! | #DIV/0! | #DIV/0! | #DIV/0! | #DIV/0! | #DIV/0! | #DIV/0! | #DIV/0! | #DIV/0! | #DIV/0! | #DIV/0! | #DIV/0! | #DIV/0! | #DIV/0! | #DIV/0! | #DIV/0! | #DIV/0! | #DIV/0! | #DIV/0! | #DIV/0! | #DIV/0! | #DIV/0! | [16 empty] | #DIV/0! | #DIV/0! | #DIV/0! | #DIV/0! | #DIV/0! | #DIV/0! | #DIV/0! | #DIV/0! | #DIV/0! | #DIV/0! | #DIV/0! | #DIV/0! | #DIV/0! | #DIV/0! | #DIV/0! | #DIV/0! | #DIV/0! | #DIV/0! | 29.2324 | 20.8766 | 19.4031 | 19.1689 | 19.2538 | 18.4505 | 24.3396 | 22.5059 | #DIV/0! | #DIV/0! | #DIV/0! | #DIV/0! | #DIV/0! | #DIV/0! | #DIV/0! | #DIV/0! | #DIV/0! | #DIV/0! | #DIV/0! | #DIV/0! | #DIV/0! | #DIV/0! | #DIV/0! | #DIV/0! | #DIV/0! | #DIV/0!
0 | 0 | 0 | 0 | 0 | 0 | #DIV/0! | #DIV/0! | #DIV/0! | #DIV/0! | #DIV/0! | #DIV/0! | #DIV/0! | #DIV/0! | #DIV/0! | #DIV/0! | #DIV/0! | #DIV/0! | #DIV/0! | #DIV/0! | #DIV/0! | #DIV/0! | #DIV/0! | #DIV/0! | #DIV/0! | #DIV/0! | #DIV/0! | #DIV/0! | #DIV/0! | #DIV/0! | #DIV/0! | #DIV/0! | #DIV/0! | #DIV/0! | [16 empty] | #DIV/0! | #DIV/0! | #DIV/0! | #DIV/0! | #DIV/0! | #DIV/0! | #DIV/0! | #DIV/0! | #DIV/0! | #DIV/0! | #DIV/0! | #DIV/0! | #DIV/0! | #DIV/0! | #DIV/0! | #DIV/0! | #DIV/0! | #DIV/0! | 29.2324 | 20.8766 | 19.4031 | 19.1689 | 19.2538 | 18.4505 | 24.3396 | 22.5059 | #DIV/0! | #DIV/0! | #DIV/0! | #DIV/0! | #DIV/0! | #DIV/0! | #DIV/0! | #DIV/0! | #DIV/0! | #DIV/0! | #DIV/0! | #DIV/0! | #DIV/0! | #DIV/0! | #DIV/0! | #DIV/0! | #DIV/0! | #DIV/0!
0 | 0 | 0 | 0 | 0 | 0 | #DIV/0! | #DIV/0! | #DIV/0! | #DIV/0! | #DIV/0! | #DIV/0! | #DIV/0! | #DIV/0! | #DIV/0! | #DIV/0! | #DIV/0! | #DIV/0! | #DIV/0! | #DIV/0! | #DIV/0! | #DIV/0! | #DIV/0! | #DIV/0! | #DIV/0! | #DIV/0! | #DIV/0! | #DIV/0! | #DIV/0! | #DIV/0! | #DIV/0! | #DIV/0! | #DIV/0! | #DIV/0! | [16 empty] | #DIV/0! | #DIV/0! | #DIV/0! | #DIV/0! | #DIV/0! | #DIV/0! | #DIV/0! | #DIV/0! | #DIV/0! | #DIV/0! | #DIV/0! | #DIV/0! | #DIV/0! | #DIV/0! | #DIV/0! | #DIV/0! | #DIV/0! | #DIV/0! | 29.2324 | 20.8766 | 19.4031 | 19.1689 | 19.2538 | 18.4505 | 24.3396 | 22.5059 | #DIV/0! | #DIV/0! | #DIV/0! | #DIV/0! | #DIV/0! | #DIV/0! | #DIV/0! | #DIV/0! | #DIV/0! | #DIV/0! | #DIV/0! | #DIV/0! | #DIV/0! | #DIV/0! | #DIV/0! | #DIV/0! | #DIV/0! | #DIV/0!
0 | 0 | 0 | 0 | 0 | 0 | #DIV/0! | #DIV/0! | #DIV/0! | #DIV/0! | #DIV/0! | #DIV/0! | #DIV/0! | #DIV/0! | #DIV/0! | #DIV/0! | #DIV/0! | #DIV/0! | #DIV/0! | #DIV/0! | #DIV/0! | #DIV/0! | #DIV/0! | #DIV/0! | #DIV/0! | #DIV/0! | #DIV/0! | #DIV/0! | #DIV/0! | #DIV/0! | #DIV/0! | #DIV/0! | #DIV/0! | #DIV/0! | [16 empty] | #DIV/0! | #DIV/0! | #DIV/0! | #DIV/0! | #DIV/0! | #DIV/0! | #DIV/0! | #DIV/0! | #DIV/0! | #DIV/0! | #DIV/0! | #DIV/0! | #DIV/0! | #DIV/0! | #DIV/0! | #DIV/0! | #DIV/0! | #DIV/0! | 29.2324 | 20.8766 | 19.4031 | 19.1689 | 19.2538 | 18.4505 | 24.3396 | 22.5059 | #DIV/0! | #DIV/0! | #DIV/0! | #DIV/0! | #DIV/0! | #DIV/0! | #DIV/0! | #DIV/0! | #DIV/0! | #DIV/0! | #DIV/0! | #DIV/0! | #DIV/0! | #DIV/0! | #DIV/0! | #DIV/0! | #DIV/0! | #DIV/0!
0 | 0 | 0 | 0 | 0 | 0 | #DIV/0! | #DIV/0! | #DIV/0! | #DIV/0! | #DIV/0! | #DIV/0! | #DIV/0! | #DIV/0! | #DIV/0! | #DIV/0! | #DIV/0! | #DIV/0! | #DIV/0! | #DIV/0! | #DIV/0! | #DIV/0! | #DIV/0! | #DIV/0! | #DIV/0! | #DIV/0! | #DIV/0! | #DIV/0! | #DIV/0! | #DIV/0! | #DIV/0! | #DIV/0! | #DIV/0! | #DIV/0! | [16 empty] | #DIV/0! | #DIV/0! | #DIV/0! | #DIV/0! | #DIV/0! | #DIV/0! | #DIV/0! | #DIV/0! | #DIV/0! | #DIV/0! | #DIV/0! | #DIV/0! | #DIV/0! | #DIV/0! | #DIV/0! | #DIV/0! | #DIV/0! | #DIV/0! | 29.2324 | 20.8766 | 19.4031 | 19.1689 | 19.2538 | 18.4505 | 24.3396 | 22.5059 | #DIV/0! | #DIV/0! | #DIV/0! | #DIV/0! | #DIV/0! | #DIV/0! | #DIV/0! | #DIV/0! | #DIV/0! | #DIV/0! | #DIV/0! | #DIV/0! | #DIV/0! | #DIV/0! | #DIV/0! | #DIV/0! | #DIV/0! | #DIV/0!
0 | 0 | 0 | 0 | 0 | 0 | #DIV/0! | #DIV/0! | #DIV/0! | #DIV/0! | #DIV/0! | #DIV/0! | #DIV/0! | #DIV/0! | #DIV/0! | #DIV/0! | #DIV/0! | #DIV/0! | #DIV/0! | #DIV/0! | #DIV/0! | #DIV/0! | #DIV/0! | #DIV/0! | #DIV/0! | #DIV/0! | #DIV/0! | #DIV/0! | #DIV/0! | #DIV/0! | #DIV/0! | #DIV/0! | #DIV/0! | #DIV/0! | [16 empty] | #DIV/0! | #DIV/0! | #DIV/0! | #DIV/0! | #DIV/0! | #DIV/0! | #DIV/0! | #DIV/0! | #DIV/0! | #DIV/0! | #DIV/0! | #DIV/0! | #DIV/0! | #DIV/0! | #DIV/0! | #DIV/0! | #DIV/0! | #DIV/0! | 29.2324 | 20.8766 | 19.4031 | 19.1689 | 19.2538 | 18.4505 | 24.3396 | 22.5059 | #DIV/0! | #DIV/0! | #DIV/0! | #DIV/0! | #DIV/0! | #DIV/0! | #DIV/0! | #DIV/0! | #DIV/0! | #DIV/0! | #DIV/0! | #DIV/0! | #DIV/0! | #DIV/0! | #DIV/0! | #DIV/0! | #DIV/0! | #DIV/0!
0 | 0 | 0 | 0 | 0 | 0 | #DIV/0! | #DIV/0! | #DIV/0! | #DIV/0! | #DIV/0! | #DIV/0! | #DIV/0! | #DIV/0! | #DIV/0! | #DIV/0! | #DIV/0! | #DIV/0! | #DIV/0! | #DIV/0! | #DIV/0! | #DIV/0! | #DIV/0! | #DIV/0! | #DIV/0! | #DIV/0! | #DIV/0! | #DIV/0! | #DIV/0! | #DIV/0! | #DIV/0! | #DIV/0! | #DIV/0! | #DIV/0! | [16 empty] | #DIV/0! | #DIV/0! | #DIV/0! | #DIV/0! | #DIV/0! | #DIV/0! | #DIV/0! | #DIV/0! | #DIV/0! | #DIV/0! | #DIV/0! | #DIV/0! | #DIV/0! | #DIV/0! | #DIV/0! | #DIV/0! | #DIV/0! | #DIV/0! | 29.2324 | 20.8766 | 19.4031 | 19.1689 | 19.2538 | 18.4505 | 24.3396 | 22.5059 | #DIV/0! | #DIV/0! | #DIV/0! | #DIV/0! | #DIV/0! | #DIV/0! | #DIV/0! | #DIV/0! | #DIV/0! | #DIV/0! | #DIV/0! | #DIV/0! | #DIV/0! | #DIV/0! | #DIV/0! | #DIV/0! | #DIV/0! | #DIV/0!
0 | 0 | 0 | 0 | 0 | 0 | #DIV/0! | #DIV/0! | #DIV/0! | #DIV/0! | #DIV/0! | #DIV/0! | #DIV/0! | #DIV/0! | #DIV/0! | #DIV/0! | #DIV/0! | #DIV/0! | #DIV/0! | #DIV/0! | #DIV/0! | #DIV/0! | #DIV/0! | #DIV/0! | #DIV/0! | #DIV/0! | #DIV/0! | #DIV/0! | #DIV/0! | #DIV/0! | #DIV/0! | #DIV/0! | #DIV/0! | #DIV/0! | [16 empty] | #DIV/0! | #DIV/0! | #DIV/0! | #DIV/0! | #DIV/0! | #DIV/0! | #DIV/0! | #DIV/0! | #DIV/0! | #DIV/0! | #DIV/0! | #DIV/0! | #DIV/0! | #DIV/0! | #DIV/0! | #DIV/0! | #DIV/0! | #DIV/0! | 29.2324 | 20.8766 | 19.4031 | 19.1689 | 19.2538 | 18.4505 | 24.3396 | 22.5059 | #DIV/0! | #DIV/0! | #DIV/0! | #DIV/0! | #DIV/0! | #DIV/0! | #DIV/0! | #DIV/0! | #DIV/0! | #DIV/0! | #DIV/0! | #DIV/0! | #DIV/0! | #DIV/0! | #DIV/0! | #DIV/0! | #DIV/0! | #DIV/0!
0 | 0 | 0 | 0 | 0 | 0 | #DIV/0! | #DIV/0! | #DIV/0! | #DIV/0! | #DIV/0! | #DIV/0! | #DIV/0! | #DIV/0! | #DIV/0! | #DIV/0! | #DIV/0! | #DIV/0! | #DIV/0! | #DIV/0! | #DIV/0! | #DIV/0! | #DIV/0! | #DIV/0! | #DIV/0! | #DIV/0! | #DIV/0! | #DIV/0! | #DIV/0! | #DIV/0! | #DIV/0! | #DIV/0! | #DIV/0! | #DIV/0! | [16 empty] | #DIV/0! | #DIV/0! | #DIV/0! | #DIV/0! | #DIV/0! | #DIV/0! | #DIV/0! | #DIV/0! | #DIV/0! | #DIV/0! | #DIV/0! | #DIV/0! | #DIV/0! | #DIV/0! | #DIV/0! | #DIV/0! | #DIV/0! | #DIV/0! | 29.2324 | 20.8766 | 19.4031 | 19.1689 | 19.2538 | 18.4505 | 24.3396 | 22.5059 | #DIV/0! | #DIV/0! | #DIV/0! | #DIV/0! | #DIV/0! | #DIV/0! | #DIV/0! | #DIV/0! | #DIV/0! | #DIV/0! | #DIV/0! | #DIV/0! | #DIV/0! | #DIV/0! | #DIV/0! | #DIV/0! | #DIV/0! | #DIV/0!
0 | 0 | 0 | 0 | 0 | 0 | #DIV/0! | #DIV/0! | #DIV/0! | #DIV/0! | #DIV/0! | #DIV/0! | #DIV/0! | #DIV/0! | #DIV/0! | #DIV/0! | #DIV/0! | #DIV/0! | #DIV/0! | #DIV/0! | #DIV/0! | #DIV/0! | #DIV/0! | #DIV/0! | #DIV/0! | #DIV/0! | #DIV/0! | #DIV/0! | #DIV/0! | #DIV/0! | #DIV/0! | #DIV/0! | #DIV/0! | #DIV/0! | [16 empty] | #DIV/0! | #DIV/0! | #DIV/0! | #DIV/0! | #DIV/0! | #DIV/0! | #DIV/0! | #DIV/0! | #DIV/0! | #DIV/0! | #DIV/0! | #DIV/0! | #DIV/0! | #DIV/0! | #DIV/0! | #DIV/0! | #DIV/0! | #DIV/0! | 29.2324 | 20.8766 | 19.4031 | 19.1689 | 19.2538 | 18.4505 | 24.3396 | 22.5059 | #DIV/0! | #DIV/0! | #DIV/0! | #DIV/0! | #DIV/0! | #DIV/0! | #DIV/0! | #DIV/0! | #DIV/0! | #DIV/0! | #DIV/0! | #DIV/0! | #DIV/0! | #DIV/0! | #DIV/0! | #DIV/0! | #DIV/0! | #DIV/0!
0 | 0 | 0 | 0 | 0 | 0 | #DIV/0! | #DIV/0! | #DIV/0! | #DIV/0! | #DIV/0! | #DIV/0! | #DIV/0! | #DIV/0! | #DIV/0! | #DIV/0! | #DIV/0! | #DIV/0! | #DIV/0! | #DIV/0! | #DIV/0! | #DIV/0! | #DIV/0! | #DIV/0! | #DIV/0! | #DIV/0! | #DIV/0! | #DIV/0! | #DIV/0! | #DIV/0! | #DIV/0! | #DIV/0! | #DIV/0! | #DIV/0! | [16 empty] | #DIV/0! | #DIV/0! | #DIV/0! | #DIV/0! | #DIV/0! | #DIV/0! | #DIV/0! | #DIV/0! | #DIV/0! | #DIV/0! | #DIV/0! | #DIV/0! | #DIV/0! | #DIV/0! | #DIV/0! | #DIV/0! | #DIV/0! | #DIV/0! | 29.2324 | 20.8766 | 19.4031 | 19.1689 | 19.2538 | 18.4505 | 24.3396 | 22.5059 | #DIV/0! | #DIV/0! | #DIV/0! | #DIV/0! | #DIV/0! | #DIV/0! | #DIV/0! | #DIV/0! | #DIV/0! | #DIV/0! | #DIV/0! | #DIV/0! | #DIV/0! | #DIV/0! | #DIV/0! | #DIV/0! | #DIV/0! | #DIV/0!
0 | 0 | 0 | 0 | 0 | 0 | #DIV/0! | #DIV/0! | #DIV/0! | #DIV/0! | #DIV/0! | #DIV/0! | #DIV/0! | #DIV/0! | #DIV/0! | #DIV/0! | #DIV/0! | #DIV/0! | #DIV/0! | #DIV/0! | #DIV/0! | #DIV/0! | #DIV/0! | #DIV/0! | #DIV/0! | #DIV/0! | #DIV/0! | #DIV/0! | #DIV/0! | #DIV/0! | #DIV/0! | #DIV/0! | #DIV/0! | #DIV/0! | [16 empty] | #DIV/0! | #DIV/0! | #DIV/0! | #DIV/0! | #DIV/0! | #DIV/0! | #DIV/0! | #DIV/0! | #DIV/0! | #DIV/0! | #DIV/0! | #DIV/0! | #DIV/0! | #DIV/0! | #DIV/0! | #DIV/0! | #DIV/0! | #DIV/0! | 29.2324 | 20.8766 | 19.4031 | 19.1689 | 19.2538 | 18.4505 | 24.3396 | 22.5059 | #DIV/0! | #DIV/0! | #DIV/0! | #DIV/0! | #DIV/0! | #DIV/0! | #DIV/0! | #DIV/0! | #DIV/0! | #DIV/0! | #DIV/0! | #DIV/0! | #DIV/0! | #DIV/0! | #DIV/0! | #DIV/0! | #DIV/0! | #DIV/0!
0 | 0 | 0 | 0 | 0 | 0 | #DIV/0! | #DIV/0! | #DIV/0! | #DIV/0! | #DIV/0! | #DIV/0! | #DIV/0! | #DIV/0! | #DIV/0! | #DIV/0! | #DIV/0! | #DIV/0! | #DIV/0! | #DIV/0! | #DIV/0! | #DIV/0! | #DIV/0! | #DIV/0! | #DIV/0! | #DIV/0! | #DIV/0! | #DIV/0! | #DIV/0! | #DIV/0! | #DIV/0! | #DIV/0! | #DIV/0! | #DIV/0! | [16 empty] | #DIV/0! | #DIV/0! | #DIV/0! | #DIV/0! | #DIV/0! | #DIV/0! | #DIV/0! | #DIV/0! | #DIV/0! | #DIV/0! | #DIV/0! | #DIV/0! | #DIV/0! | #DIV/0! | #DIV/0! | #DIV/0! | #DIV/0! | #DIV/0! | 29.2324 | 20.8766 | 19.4031 | 19.1689 | 19.2538 | 18.4505 | 24.3396 | 22.5059 | #DIV/0! | #DIV/0! | #DIV/0! | #DIV/0! | #DIV/0! | #DIV/0! | #DIV/0! | #DIV/0! | #DIV/0! | #DIV/0! | #DIV/0! | #DIV/0! | #DIV/0! | #DIV/0! | #DIV/0! | #DIV/0! | #DIV/0! | #DIV/0!
0 | 0 | 0 | 0 | 0 | 0 | #DIV/0! | #DIV/0! | #DIV/0! | #DIV/0! | #DIV/0! | #DIV/0! | #DIV/0! | #DIV/0! | #DIV/0! | #DIV/0! | #DIV/0! | #DIV/0! | #DIV/0! | #DIV/0! | #DIV/0! | #DIV/0! | #DIV/0! | #DIV/0! | #DIV/0! | #DIV/0! | #DIV/0! | #DIV/0! | #DIV/0! | #DIV/0! | #DIV/0! | #DIV/0! | #DIV/0! | #DIV/0! | [16 empty] | #DIV/0! | #DIV/0! | #DIV/0! | #DIV/0! | #DIV/0! | #DIV/0! | #DIV/0! | #DIV/0! | #DIV/0! | #DIV/0! | #DIV/0! | #DIV/0! | #DIV/0! | #DIV/0! | #DIV/0! | #DIV/0! | #DIV/0! | #DIV/0! | 29.2324 | 20.8766 | 19.4031 | 19.1689 | 19.2538 | 18.4505 | 24.3396 | 22.5059 | #DIV/0! | #DIV/0! | #DIV/0! | #DIV/0! | #DIV/0! | #DIV/0! | #DIV/0! | #DIV/0! | #DIV/0! | #DIV/0! | #DIV/0! | #DIV/0! | #DIV/0! | #DIV/0! | #DIV/0! | #DIV/0! | #DIV/0! | #DIV/0!
0 | 0 | 0 | 0 | 0 | 0 | #DIV/0! | #DIV/0! | #DIV/0! | #DIV/0! | #DIV/0! | #DIV/0! | #DIV/0! | #DIV/0! | #DIV/0! | #DIV/0! | #DIV/0! | #DIV/0! | #DIV/0! | #DIV/0! | #DIV/0! | #DIV/0! | #DIV/0! | #DIV/0! | #DIV/0! | #DIV/0! | #DIV/0! | #DIV/0! | #DIV/0! | #DIV/0! | #DIV/0! | #DIV/0! | #DIV/0! | #DIV/0! | [16 empty] | #DIV/0! | #DIV/0! | #DIV/0! | #DIV/0! | #DIV/0! | #DIV/0! | #DIV/0! | #DIV/0! | #DIV/0! | #DIV/0! | #DIV/0! | #DIV/0! | #DIV/0! | #DIV/0! | #DIV/0! | #DIV/0! | #DIV/0! | #DIV/0! | 29.2324 | 20.8766 | 19.4031 | 19.1689 | 19.2538 | 18.4505 | 24.3396 | 22.5059 | #DIV/0! | #DIV/0! | #DIV/0! | #DIV/0! | #DIV/0! | #DIV/0! | #DIV/0! | #DIV/0! | #DIV/0! | #DIV/0! | #DIV/0! | #DIV/0! | #DIV/0! | #DIV/0! | #DIV/0! | #DIV/0! | #DIV/0! | #DIV/0!
0 | 0 | 0 | 0 | 0 | 0 | #DIV/0! | #DIV/0! | #DIV/0! | #DIV/0! | #DIV/0! | #DIV/0! | #DIV/0! | #DIV/0! | #DIV/0! | #DIV/0! | #DIV/0! | #DIV/0! | #DIV/0! | #DIV/0! | #DIV/0! | #DIV/0! | #DIV/0! | #DIV/0! | #DIV/0! | #DIV/0! | #DIV/0! | #DIV/0! | #DIV/0! | #DIV/0! | #DIV/0! | #DIV/0! | #DIV/0! | #DIV/0! | [16 empty] | #DIV/0! | #DIV/0! | #DIV/0! | #DIV/0! | #DIV/0! | #DIV/0! | #DIV/0! | #DIV/0! | #DIV/0! | #DIV/0! | #DIV/0! | #DIV/0! | #DIV/0! | #DIV/0! | #DIV/0! | #DIV/0! | #DIV/0! | #DIV/0! | 29.2324 | 20.8766 | 19.4031 | 19.1689 | 19.2538 | 18.4505 | 24.3396 | 22.5059 | #DIV/0! | #DIV/0! | #DIV/0! | #DIV/0! | #DIV/0! | #DIV/0! | #DIV/0! | #DIV/0! | #DIV/0! | #DIV/0! | #DIV/0! | #DIV/0! | #DIV/0! | #DIV/0! | #DIV/0! | #DIV/0! | #DIV/0! | #DIV/0!
0 | 0 | 0 | 0 | 0 | 0 | #DIV/0! | #DIV/0! | #DIV/0! | #DIV/0! | #DIV/0! | #DIV/0! | #DIV/0! | #DIV/0! | #DIV/0! | #DIV/0! | #DIV/0! | #DIV/0! | #DIV/0! | #DIV/0! | #DIV/0! | #DIV/0! | #DIV/0! | #DIV/0! | #DIV/0! | #DIV/0! | #DIV/0! | #DIV/0! | #DIV/0! | #DIV/0! | #DIV/0! | #DIV/0! | #DIV/0! | #DIV/0! | [16 empty] | #DIV/0! | #DIV/0! | #DIV/0! | #DIV/0! | #DIV/0! | #DIV/0! | #DIV/0! | #DIV/0! | #DIV/0! | #DIV/0! | #DIV/0! | #DIV/0! | #DIV/0! | #DIV/0! | #DIV/0! | #DIV/0! | #DIV/0! | #DIV/0! | 29.2324 | 20.8766 | 19.4031 | 19.1689 | 19.2538 | 18.4505 | 24.3396 | 22.5059 | #DIV/0! | #DIV/0! | #DIV/0! | #DIV/0! | #DIV/0! | #DIV/0! | #DIV/0! | #DIV/0! | #DIV/0! | #DIV/0! | #DIV/0! | #DIV/0! | #DIV/0! | #DIV/0! | #DIV/0! | #DIV/0! | #DIV/0! | #DIV/0!
0 | 0 | 0 | 0 | 0 | 0 | #DIV/0! | #DIV/0! | #DIV/0! | #DIV/0! | #DIV/0! | #DIV/0! | #DIV/0! | #DIV/0! | #DIV/0! | #DIV/0! | #DIV/0! | #DIV/0! | #DIV/0! | #DIV/0! | #DIV/0! | #DIV/0! | #DIV/0! | #DIV/0! | #DIV/0! | #DIV/0! | #DIV/0! | #DIV/0! | #DIV/0! | #DIV/0! | #DIV/0! | #DIV/0! | #DIV/0! | #DIV/0! | [16 empty] | #DIV/0! | #DIV/0! | #DIV/0! | #DIV/0! | #DIV/0! | #DIV/0! | #DIV/0! | #DIV/0! | #DIV/0! | #DIV/0! | #DIV/0! | #DIV/0! | #DIV/0! | #DIV/0! | #DIV/0! | #DIV/0! | #DIV/0! | #DIV/0! | 29.2324 | 20.8766 | 19.4031 | 19.1689 | 19.2538 | 18.4505 | 24.3396 | 22.5059 | #DIV/0! | #DIV/0! | #DIV/0! | #DIV/0! | #DIV/0! | #DIV/0! | #DIV/0! | #DIV/0! | #DIV/0! | #DIV/0! | #DIV/0! | #DIV/0! | #DIV/0! | #DIV/0! | #DIV/0! | #DIV/0! | #DIV/0! | #DIV/0!
0 | 0 | 0 | 0 | 0 | 0 | #DIV/0! | #DIV/0! | #DIV/0! | #DIV/0! | #DIV/0! | #DIV/0! | #DIV/0! | #DIV/0! | #DIV/0! | #DIV/0! | #DIV/0! | #DIV/0! | #DIV/0! | #DIV/0! | #DIV/0! | #DIV/0! | #DIV/0! | #DIV/0! | #DIV/0! | #DIV/0! | #DIV/0! | #DIV/0! | #DIV/0! | #DIV/0! | #DIV/0! | #DIV/0! | #DIV/0! | #DIV/0! | [16 empty] | #DIV/0! | #DIV/0! | #DIV/0! | #DIV/0! | #DIV/0! | #DIV/0! | #DIV/0! | #DIV/0! | #DIV/0! | #DIV/0! | #DIV/0! | #DIV/0! | #DIV/0! | #DIV/0! | #DIV/0! | #DIV/0! | #DIV/0! | #DIV/0! | 29.2324 | 20.8766 | 19.4031 | 19.1689 | 19.2538 | 18.4505 | 24.3396 | 22.5059 | #DIV/0! | #DIV/0! | #DIV/0! | #DIV/0! | #DIV/0! | #DIV/0! | #DIV/0! | #DIV/0! | #DIV/0! | #DIV/0! | #DIV/0! | #DIV/0! | #DIV/0! | #DIV/0! | #DIV/0! | #DIV/0! | #DIV/0! | #DIV/0!
0 | 0 | 0 | 0 | 0 | 0 | #DIV/0! | #DIV/0! | #DIV/0! | #DIV/0! | #DIV/0! | #DIV/0! | #DIV/0! | #DIV/0! | #DIV/0! | #DIV/0! | #DIV/0! | #DIV/0! | #DIV/0! | #DIV/0! | #DIV/0! | #DIV/0! | #DIV/0! | #DIV/0! | #DIV/0! | #DIV/0! | #DIV/0! | #DIV/0! | #DIV/0! | #DIV/0! | #DIV/0! | #DIV/0! | #DIV/0! | #DIV/0! | [16 empty] | #DIV/0! | #DIV/0! | #DIV/0! | #DIV/0! | #DIV/0! | #DIV/0! | #DIV/0! | #DIV/0! | #DIV/0! | #DIV/0! | #DIV/0! | #DIV/0! | #DIV/0! | #DIV/0! | #DIV/0! | #DIV/0! | #DIV/0! | #DIV/0! | 29.2324 | 20.8766 | 19.4031 | 19.1689 | 19.2538 | 18.4505 | 24.3396 | 22.5059 | #DIV/0! | #DIV/0! | #DIV/0! | #DIV/0! | #DIV/0! | #DIV/0! | #DIV/0! | #DIV/0! | #DIV/0! | #DIV/0! | #DIV/0! | #DIV/0! | #DIV/0! | #DIV/0! | #DIV/0! | #DIV/0! | #DIV/0! | #DIV/0!
0 | 0 | 0 | 0 | 0 | 0 | #DIV/0! | #DIV/0! | #DIV/0! | #DIV/0! | #DIV/0! | #DIV/0! | #DIV/0! | #DIV/0! | #DIV/0! | #DIV/0! | #DIV/0! | #DIV/0! | #DIV/0! | #DIV/0! | #DIV/0! | #DIV/0! | #DIV/0! | #DIV/0! | #DIV/0! | #DIV/0! | #DIV/0! | #DIV/0! | #DIV/0! | #DIV/0! | #DIV/0! | #DIV/0! | #DIV/0! | #DIV/0! | [16 empty] | #DIV/0! | #DIV/0! | #DIV/0! | #DIV/0! | #DIV/0! | #DIV/0! | #DIV/0! | #DIV/0! | #DIV/0! | #DIV/0! | #DIV/0! | #DIV/0! | #DIV/0! | #DIV/0! | #DIV/0! | #DIV/0! | #DIV/0! | #DIV/0! | 29.2324 | 20.8766 | 19.4031 | 19.1689 | 19.2538 | 18.4505 | 24.3396 | 22.5059 | #DIV/0! | #DIV/0! | #DIV/0! | #DIV/0! | #DIV/0! | #DIV/0! | #DIV/0! | #DIV/0! | #DIV/0! | #DIV/0! | #DIV/0! | #DIV/0! | #DIV/0! | #DIV/0! | #DIV/0! | #DIV/0! | #DIV/0! | #DIV/0!
0 | 0 | 0 | 0 | 0 | 0 | #DIV/0! | #DIV/0! | #DIV/0! | #DIV/0! | #DIV/0! | #DIV/0! | #DIV/0! | #DIV/0! | #DIV/0! | #DIV/0! | #DIV/0! | #DIV/0! | #DIV/0! | #DIV/0! | #DIV/0! | #DIV/0! | #DIV/0! | #DIV/0! | #DIV/0! | #DIV/0! | #DIV/0! | #DIV/0! | #DIV/0! | #DIV/0! | #DIV/0! | #DIV/0! | #DIV/0! | #DIV/0! | [16 empty] | #DIV/0! | #DIV/0! | #DIV/0! | #DIV/0! | #DIV/0! | #DIV/0! | #DIV/0! | #DIV/0! | #DIV/0! | #DIV/0! | #DIV/0! | #DIV/0! | #DIV/0! | #DIV/0! | #DIV/0! | #DIV/0! | #DIV/0! | #DIV/0! | 29.2324 | 20.8766 | 19.4031 | 19.1689 | 19.2538 | 18.4505 | 24.3396 | 22.5059 | #DIV/0! | #DIV/0! | #DIV/0! | #DIV/0! | #DIV/0! | #DIV/0! | #DIV/0! | #DIV/0! | #DIV/0! | #DIV/0! | #DIV/0! | #DIV/0! | #DIV/0! | #DIV/0! | #DIV/0! | #DIV/0! | #DIV/0! | #DIV/0!
0 | 0 | 0 | 0 | 0 | 0 | #DIV/0! | #DIV/0! | #DIV/0! | #DIV/0! | #DIV/0! | #DIV/0! | #DIV/0! | #DIV/0! | #DIV/0! | #DIV/0! | #DIV/0! | #DIV/0! | #DIV/0! | #DIV/0! | #DIV/0! | #DIV/0! | #DIV/0! | #DIV/0! | #DIV/0! | #DIV/0! | #DIV/0! | #DIV/0! | #DIV/0! | #DIV/0! | #DIV/0! | #DIV/0! | #DIV/0! | #DIV/0! | [16 empty] | #DIV/0! | #DIV/0! | #DIV/0! | #DIV/0! | #DIV/0! | #DIV/0! | #DIV/0! | #DIV/0! | #DIV/0! | #DIV/0! | #DIV/0! | #DIV/0! | #DIV/0! | #DIV/0! | #DIV/0! | #DIV/0! | #DIV/0! | #DIV/0! | 29.2324 | 20.8766 | 19.4031 | 19.1689 | 19.2538 | 18.4505 | 24.3396 | 22.5059 | #DIV/0! | #DIV/0! | #DIV/0! | #DIV/0! | #DIV/0! | #DIV/0! | #DIV/0! | #DIV/0! | #DIV/0! | #DIV/0! | #DIV/0! | #DIV/0! | #DIV/0! | #DIV/0! | #DIV/0! | #DIV/0! | #DIV/0! | #DIV/0!
0 | 0 | 0 | 0 | 0 | 0 | #DIV/0! | #DIV/0! | #DIV/0! | #DIV/0! | #DIV/0! | #DIV/0! | #DIV/0! | #DIV/0! | #DIV/0! | #DIV/0! | #DIV/0! | #DIV/0! | #DIV/0! | #DIV/0! | #DIV/0! | #DIV/0! | #DIV/0! | #DIV/0! | #DIV/0! | #DIV/0! | #DIV/0! | #DIV/0! | #DIV/0! | #DIV/0! | #DIV/0! | #DIV/0! | #DIV/0! | #DIV/0! | [16 empty] | #DIV/0! | #DIV/0! | #DIV/0! | #DIV/0! | #DIV/0! | #DIV/0! | #DIV/0! | #DIV/0! | #DIV/0! | #DIV/0! | #DIV/0! | #DIV/0! | #DIV/0! | #DIV/0! | #DIV/0! | #DIV/0! | #DIV/0! | #DIV/0! | 29.2324 | 20.8766 | 19.4031 | 19.1689 | 19.2538 | 18.4505 | 24.3396 | 22.5059 | #DIV/0! | #DIV/0! | #DIV/0! | #DIV/0! | #DIV/0! | #DIV/0! | #DIV/0! | #DIV/0! | #DIV/0! | #DIV/0! | #DIV/0! | #DIV/0! | #DIV/0! | #DIV/0! | #DIV/0! | #DIV/0! | #DIV/0! | #DIV/0!
0 | 0 | 0 | 0 | 0 | 0 | #DIV/0! | #DIV/0! | #DIV/0! | #DIV/0! | #DIV/0! | #DIV/0! | #DIV/0! | #DIV/0! | #DIV/0! | #DIV/0! | #DIV/0! | #DIV/0! | #DIV/0! | #DIV/0! | #DIV/0! | #DIV/0! | #DIV/0! | #DIV/0! | #DIV/0! | #DIV/0! | #DIV/0! | #DIV/0! | #DIV/0! | #DIV/0! | #DIV/0! | #DIV/0! | #DIV/0! | #DIV/0! | [16 empty] | #DIV/0! | #DIV/0! | #DIV/0! | #DIV/0! | #DIV/0! | #DIV/0! | #DIV/0! | #DIV/0! | #DIV/0! | #DIV/0! | #DIV/0! | #DIV/0! | #DIV/0! | #DIV/0! | #DIV/0! | #DIV/0! | #DIV/0! | #DIV/0! | 29.2324 | 20.8766 | 19.4031 | 19.1689 | 19.2538 | 18.4505 | 24.3396 | 22.5059 | #DIV/0! | #DIV/0! | #DIV/0! | #DIV/0! | #DIV/0! | #DIV/0! | #DIV/0! | #DIV/0! | #DIV/0! | #DIV/0! | #DIV/0! | #DIV/0! | #DIV/0! | #DIV/0! | #DIV/0! | #DIV/0! | #DIV/0! | #DIV/0!
0 | 0 | 0 | 0 | 0 | 0 | #DIV/0! | #DIV/0! | #DIV/0! | #DIV/0! | #DIV/0! | #DIV/0! | #DIV/0! | #DIV/0! | #DIV/0! | #DIV/0! | #DIV/0! | #DIV/0! | #DIV/0! | #DIV/0! | #DIV/0! | #DIV/0! | #DIV/0! | #DIV/0! | #DIV/0! | #DIV/0! | #DIV/0! | #DIV/0! | #DIV/0! | #DIV/0! | #DIV/0! | #DIV/0! | #DIV/0! | #DIV/0! | [16 empty] | #DIV/0! | #DIV/0! | #DIV/0! | #DIV/0! | #DIV/0! | #DIV/0! | #DIV/0! | #DIV/0! | #DIV/0! | #DIV/0! | #DIV/0! | #DIV/0! | #DIV/0! | #DIV/0! | #DIV/0! | #DIV/0! | #DIV/0! | #DIV/0! | 29.2324 | 20.8766 | 19.4031 | 19.1689 | 19.2538 | 18.4505 | 24.3396 | 22.5059 | #DIV/0! | #DIV/0! | #DIV/0! | #DIV/0! | #DIV/0! | #DIV/0! | #DIV/0! | #DIV/0! | #DIV/0! | #DIV/0! | #DIV/0! | #DIV/0! | #DIV/0! | #DIV/0! | #DIV/0! | #DIV/0! | #DIV/0! | #DIV/0!
0 | 0 | 0 | 0 | 0 | 0 | #DIV/0! | #DIV/0! | #DIV/0! | #DIV/0! | #DIV/0! | #DIV/0! | #DIV/0! | #DIV/0! | #DIV/0! | #DIV/0! | #DIV/0! | #DIV/0! | #DIV/0! | #DIV/0! | #DIV/0! | #DIV/0! | #DIV/0! | #DIV/0! | #DIV/0! | #DIV/0! | #DIV/0! | #DIV/0! | #DIV/0! | #DIV/0! | #DIV/0! | #DIV/0! | #DIV/0! | #DIV/0! | [16 empty] | #DIV/0! | #DIV/0! | #DIV/0! | #DIV/0! | #DIV/0! | #DIV/0! | #DIV/0! | #DIV/0! | #DIV/0! | #DIV/0! | #DIV/0! | #DIV/0! | #DIV/0! | #DIV/0! | #DIV/0! | #DIV/0! | #DIV/0! | #DIV/0! | 29.2324 | 20.8766 | 19.4031 | 19.1689 | 19.2538 | 18.4505 | 24.3396 | 22.5059 | #DIV/0! | #DIV/0! | #DIV/0! | #DIV/0! | #DIV/0! | #DIV/0! | #DIV/0! | #DIV/0! | #DIV/0! | #DIV/0! | #DIV/0! | #DIV/0! | #DIV/0! | #DIV/0! | #DIV/0! | #DIV/0! | #DIV/0! | #DIV/0!
0 | 0 | 0 | 0 | 0 | 0 | #DIV/0! | #DIV/0! | #DIV/0! | #DIV/0! | #DIV/0! | #DIV/0! | #DIV/0! | #DIV/0! | #DIV/0! | #DIV/0! | #DIV/0! | #DIV/0! | #DIV/0! | #DIV/0! | #DIV/0! | #DIV/0! | #DIV/0! | #DIV/0! | #DIV/0! | #DIV/0! | #DIV/0! | #DIV/0! | #DIV/0! | #DIV/0! | #DIV/0! | #DIV/0! | #DIV/0! | #DIV/0! | [16 empty] | #DIV/0! | #DIV/0! | #DIV/0! | #DIV/0! | #DIV/0! | #DIV/0! | #DIV/0! | #DIV/0! | #DIV/0! | #DIV/0! | #DIV/0! | #DIV/0! | #DIV/0! | #DIV/0! | #DIV/0! | #DIV/0! | #DIV/0! | #DIV/0! | 29.2324 | 20.8766 | 19.4031 | 19.1689 | 19.2538 | 18.4505 | 24.3396 | 22.5059 | #DIV/0! | #DIV/0! | #DIV/0! | #DIV/0! | #DIV/0! | #DIV/0! | #DIV/0! | #DIV/0! | #DIV/0! | #DIV/0! | #DIV/0! | #DIV/0! | #DIV/0! | #DIV/0! | #DIV/0! | #DIV/0! | #DIV/0! | #DIV/0!
0 | 0 | 0 | 0 | 0 | 0 | #DIV/0! | #DIV/0! | #DIV/0! | #DIV/0! | #DIV/0! | #DIV/0! | #DIV/0! | #DIV/0! | #DIV/0! | #DIV/0! | #DIV/0! | #DIV/0! | #DIV/0! | #DIV/0! | #DIV/0! | #DIV/0! | #DIV/0! | #DIV/0! | #DIV/0! | #DIV/0! | #DIV/0! | #DIV/0! | #DIV/0! | #DIV/0! | #DIV/0! | #DIV/0! | #DIV/0! | #DIV/0! | [16 empty] | #DIV/0! | #DIV/0! | #DIV/0! | #DIV/0! | #DIV/0! | #DIV/0! | #DIV/0! | #DIV/0! | #DIV/0! | #DIV/0! | #DIV/0! | #DIV/0! | #DIV/0! | #DIV/0! | #DIV/0! | #DIV/0! | #DIV/0! | #DIV/0! | 29.2324 | 20.8766 | 19.4031 | 19.1689 | 19.2538 | 18.4505 | 24.3396 | 22.5059 | #DIV/0! | #DIV/0! | #DIV/0! | #DIV/0! | #DIV/0! | #DIV/0! | #DIV/0! | #DIV/0! | #DIV/0! | #DIV/0! | #DIV/0! | #DIV/0! | #DIV/0! | #DIV/0! | #DIV/0! | #DIV/0! | #DIV/0! | #DIV/0!
0 | 0 | 0 | 0 | 0 | 0 | #DIV/0! | #DIV/0! | #DIV/0! | #DIV/0! | #DIV/0! | #DIV/0! | #DIV/0! | #DIV/0! | #DIV/0! | #DIV/0! | #DIV/0! | #DIV/0! | #DIV/0! | #DIV/0! | #DIV/0! | #DIV/0! | #DIV/0! | #DIV/0! | #DIV/0! | #DIV/0! | #DIV/0! | #DIV/0! | #DIV/0! | #DIV/0! | #DIV/0! | #DIV/0! | #DIV/0! | #DIV/0! | [16 empty] | #DIV/0! | #DIV/0! | #DIV/0! | #DIV/0! | #DIV/0! | #DIV/0! | #DIV/0! | #DIV/0! | #DIV/0! | #DIV/0! | #DIV/0! | #DIV/0! | #DIV/0! | #DIV/0! | #DIV/0! | #DIV/0! | #DIV/0! | #DIV/0! | 29.2324 | 20.8766 | 19.4031 | 19.1689 | 19.2538 | 18.4505 | 24.3396 | 22.5059 | #DIV/0! | #DIV/0! | #DIV/0! | #DIV/0! | #DIV/0! | #DIV/0! | #DIV/0! | #DIV/0! | #DIV/0! | #DIV/0! | #DIV/0! | #DIV/0! | #DIV/0! | #DIV/0! | #DIV/0! | #DIV/0! | #DIV/0! | #DIV/0!
0 | 0 | 0 | 0 | 0 | 0 | #DIV/0! | #DIV/0! | #DIV/0! | #DIV/0! | #DIV/0! | #DIV/0! | #DIV/0! | #DIV/0! | #DIV/0! | #DIV/0! | #DIV/0! | #DIV/0! | #DIV/0! | #DIV/0! | #DIV/0! | #DIV/0! | #DIV/0! | #DIV/0! | #DIV/0! | #DIV/0! | #DIV/0! | #DIV/0! | #DIV/0! | #DIV/0! | #DIV/0! | #DIV/0! | #DIV/0! | #DIV/0! | [16 empty] | #DIV/0! | #DIV/0! | #DIV/0! | #DIV/0! | #DIV/0! | #DIV/0! | #DIV/0! | #DIV/0! | #DIV/0! | #DIV/0! | #DIV/0! | #DIV/0! | #DIV/0! | #DIV/0! | #DIV/0! | #DIV/0! | #DIV/0! | #DIV/0! | 29.2324 | 20.8766 | 19.4031 | 19.1689 | 19.2538 | 18.4505 | 24.3396 | 22.5059 | #DIV/0! | #DIV/0! | #DIV/0! | #DIV/0! | #DIV/0! | #DIV/0! | #DIV/0! | #DIV/0! | #DIV/0! | #DIV/0! | #DIV/0! | #DIV/0! | #DIV/0! | #DIV/0! | #DIV/0! | #DIV/0! | #DIV/0! | #DIV/0!
0 | 0 | 0 | 0 | 0 | 0 | #DIV/0! | #DIV/0! | #DIV/0! | #DIV/0! | #DIV/0! | #DIV/0! | #DIV/0! | #DIV/0! | #DIV/0! | #DIV/0! | #DIV/0! | #DIV/0! | #DIV/0! | #DIV/0! | #DIV/0! | #DIV/0! | #DIV/0! | #DIV/0! | #DIV/0! | #DIV/0! | #DIV/0! | #DIV/0! | #DIV/0! | #DIV/0! | #DIV/0! | #DIV/0! | #DIV/0! | #DIV/0! | [16 empty] | #DIV/0! | #DIV/0! | #DIV/0! | #DIV/0! | #DIV/0! | #DIV/0! | #DIV/0! | #DIV/0! | #DIV/0! | #DIV/0! | #DIV/0! | #DIV/0! | #DIV/0! | #DIV/0! | #DIV/0! | #DIV/0! | #DIV/0! | #DIV/0! | 29.2324 | 20.8766 | 19.4031 | 19.1689 | 19.2538 | 18.4505 | 24.3396 | 22.5059 | #DIV/0! | #DIV/0! | #DIV/0! | #DIV/0! | #DIV/0! | #DIV/0! | #DIV/0! | #DIV/0! | #DIV/0! | #DIV/0! | #DIV/0! | #DIV/0! | #DIV/0! | #DIV/0! | #DIV/0! | #DIV/0! | #DIV/0! | #DIV/0!
0 | 0 | 0 | 0 | 0 | 0 | #DIV/0! | #DIV/0! | #DIV/0! | #DIV/0! | #DIV/0! | #DIV/0! | #DIV/0! | #DIV/0! | #DIV/0! | #DIV/0! | #DIV/0! | #DIV/0! | #DIV/0! | #DIV/0! | #DIV/0! | #DIV/0! | #DIV/0! | #DIV/0! | #DIV/0! | #DIV/0! | #DIV/0! | #DIV/0! | #DIV/0! | #DIV/0! | #DIV/0! | #DIV/0! | #DIV/0! | #DIV/0! | [16 empty] | #DIV/0! | #DIV/0! | #DIV/0! | #DIV/0! | #DIV/0! | #DIV/0! | #DIV/0! | #DIV/0! | #DIV/0! | #DIV/0! | #DIV/0! | #DIV/0! | #DIV/0! | #DIV/0! | #DIV/0! | #DIV/0! | #DIV/0! | #DIV/0! | 29.2324 | 20.8766 | 19.4031 | 19.1689 | 19.2538 | 18.4505 | 24.3396 | 22.5059 | #DIV/0! | #DIV/0! | #DIV/0! | #DIV/0! | #DIV/0! | #DIV/0! | #DIV/0! | #DIV/0! | #DIV/0! | #DIV/0! | #DIV/0! | #DIV/0! | #DIV/0! | #DIV/0! | #DIV/0! | #DIV/0! | #DIV/0! | #DIV/0!
0 | 0 | 0 | 0 | 0 | 0 | #DIV/0! | #DIV/0! | #DIV/0! | #DIV/0! | #DIV/0! | #DIV/0! | #DIV/0! | #DIV/0! | #DIV/0! | #DIV/0! | #DIV/0! | #DIV/0! | #DIV/0! | #DIV/0! | #DIV/0! | #DIV/0! | #DIV/0! | #DIV/0! | #DIV/0! | #DIV/0! | #DIV/0! | #DIV/0! | #DIV/0! | #DIV/0! | #DIV/0! | #DIV/0! | #DIV/0! | #DIV/0! | [16 empty] | #DIV/0! | #DIV/0! | #DIV/0! | #DIV/0! | #DIV/0! | #DIV/0! | #DIV/0! | #DIV/0! | #DIV/0! | #DIV/0! | #DIV/0! | #DIV/0! | #DIV/0! | #DIV/0! | #DIV/0! | #DIV/0! | #DIV/0! | #DIV/0! | 29.2324 | 20.8766 | 19.4031 | 19.1689 | 19.2538 | 18.4505 | 24.3396 | 22.5059 | #DIV/0! | #DIV/0! | #DIV/0! | #DIV/0! | #DIV/0! | #DIV/0! | #DIV/0! | #DIV/0! | #DIV/0! | #DIV/0! | #DIV/0! | #DIV/0! | #DIV/0! | #DIV/0! | #DIV/0! | #DIV/0! | #DIV/0! | #DIV/0!
0 | 0 | 0 | 0 | 0 | 0 | #DIV/0! | #DIV/0! | #DIV/0! | #DIV/0! | #DIV/0! | #DIV/0! | #DIV/0! | #DIV/0! | #DIV/0! | #DIV/0! | #DIV/0! | #DIV/0! | #DIV/0! | #DIV/0! | #DIV/0! | #DIV/0! | #DIV/0! | #DIV/0! | #DIV/0! | #DIV/0! | #DIV/0! | #DIV/0! | #DIV/0! | #DIV/0! | #DIV/0! | #DIV/0! | #DIV/0! | #DIV/0! | [16 empty] | #DIV/0! | #DIV/0! | #DIV/0! | #DIV/0! | #DIV/0! | #DIV/0! | #DIV/0! | #DIV/0! | #DIV/0! | #DIV/0! | #DIV/0! | #DIV/0! | #DIV/0! | #DIV/0! | #DIV/0! | #DIV/0! | #DIV/0! | #DIV/0! | 29.2324 | 20.8766 | 19.4031 | 19.1689 | 19.2538 | 18.4505 | 24.3396 | 22.5059 | #DIV/0! | #DIV/0! | #DIV/0! | #DIV/0! | #DIV/0! | #DIV/0! | #DIV/0! | #DIV/0! | #DIV/0! | #DIV/0! | #DIV/0! | #DIV/0! | #DIV/0! | #DIV/0! | #DIV/0! | #DIV/0! | #DIV/0! | #DIV/0!
0 | 0 | 0 | 0 | 0 | 0 | #DIV/0! | #DIV/0! | #DIV/0! | #DIV/0! | #DIV/0! | #DIV/0! | #DIV/0! | #DIV/0! | #DIV/0! | #DIV/0! | #DIV/0! | #DIV/0! | #DIV/0! | #DIV/0! | #DIV/0! | #DIV/0! | #DIV/0! | #DIV/0! | #DIV/0! | #DIV/0! | #DIV/0! | #DIV/0! | #DIV/0! | #DIV/0! | #DIV/0! | #DIV/0! | #DIV/0! | #DIV/0! | [16 empty] | #DIV/0! | #DIV/0! | #DIV/0! | #DIV/0! | #DIV/0! | #DIV/0! | #DIV/0! | #DIV/0! | #DIV/0! | #DIV/0! | #DIV/0! | #DIV/0! | #DIV/0! | #DIV/0! | #DIV/0! | #DIV/0! | #DIV/0! | #DIV/0! | 29.2324 | 20.8766 | 19.4031 | 19.1689 | 19.2538 | 18.4505 | 24.3396 | 22.5059 | #DIV/0! | #DIV/0! | #DIV/0! | #DIV/0! | #DIV/0! | #DIV/0! | #DIV/0! | #DIV/0! | #DIV/0! | #DIV/0! | #DIV/0! | #DIV/0! | #DIV/0! | #DIV/0! | #DIV/0! | #DIV/0! | #DIV/0! | #DIV/0!
0 | 0 | 0 | 0 | 0 | 0 | #DIV/0! | #DIV/0! | #DIV/0! | #DIV/0! | #DIV/0! | #DIV/0! | #DIV/0! | #DIV/0! | #DIV/0! | #DIV/0! | #DIV/0! | #DIV/0! | #DIV/0! | #DIV/0! | #DIV/0! | #DIV/0! | #DIV/0! | #DIV/0! | #DIV/0! | #DIV/0! | #DIV/0! | #DIV/0! | #DIV/0! | #DIV/0! | #DIV/0! | #DIV/0! | #DIV/0! | #DIV/0! | [16 empty] | #DIV/0! | #DIV/0! | #DIV/0! | #DIV/0! | #DIV/0! | #DIV/0! | #DIV/0! | #DIV/0! | #DIV/0! | #DIV/0! | #DIV/0! | #DIV/0! | #DIV/0! | #DIV/0! | #DIV/0! | #DIV/0! | #DIV/0! | #DIV/0! | 29.2324 | 20.8766 | 19.4031 | 19.1689 | 19.2538 | 18.4505 | 24.3396 | 22.5059 | #DIV/0! | #DIV/0! | #DIV/0! | #DIV/0! | #DIV/0! | #DIV/0! | #DIV/0! | #DIV/0! | #DIV/0! | #DIV/0! | #DIV/0! | #DIV/0! | #DIV/0! | #DIV/0! | #DIV/0! | #DIV/0! | #DIV/0! | #DIV/0!
0 | 0 | 0 | 0 | 0 | 0 | #DIV/0! | #DIV/0! | #DIV/0! | #DIV/0! | #DIV/0! | #DIV/0! | #DIV/0! | #DIV/0! | #DIV/0! | #DIV/0! | #DIV/0! | #DIV/0! | #DIV/0! | #DIV/0! | #DIV/0! | #DIV/0! | #DIV/0! | #DIV/0! | #DIV/0! | #DIV/0! | #DIV/0! | #DIV/0! | #DIV/0! | #DIV/0! | #DIV/0! | #DIV/0! | #DIV/0! | #DIV/0! | [16 empty] | #DIV/0! | #DIV/0! | #DIV/0! | #DIV/0! | #DIV/0! | #DIV/0! | #DIV/0! | #DIV/0! | #DIV/0! | #DIV/0! | #DIV/0! | #DIV/0! | #DIV/0! | #DIV/0! | #DIV/0! | #DIV/0! | #DIV/0! | #DIV/0! | 29.2324 | 20.8766 | 19.4031 | 19.1689 | 19.2538 | 18.4505 | 24.3396 | 22.5059 | #DIV/0! | #DIV/0! | #DIV/0! | #DIV/0! | #DIV/0! | #DIV/0! | #DIV/0! | #DIV/0! | #DIV/0! | #DIV/0! | #DIV/0! | #DIV/0! | #DIV/0! | #DIV/0! | #DIV/0! | #DIV/0! | #DIV/0! | #DIV/0!
0 | 0 | 0 | 0 | 0 | 0 | #DIV/0! | #DIV/0! | #DIV/0! | #DIV/0! | #DIV/0! | #DIV/0! | #DIV/0! | #DIV/0! | #DIV/0! | #DIV/0! | #DIV/0! | #DIV/0! | #DIV/0! | #DIV/0! | #DIV/0! | #DIV/0! | #DIV/0! | #DIV/0! | #DIV/0! | #DIV/0! | #DIV/0! | #DIV/0! | #DIV/0! | #DIV/0! | #DIV/0! | #DIV/0! | #DIV/0! | #DIV/0! | [16 empty] | #DIV/0! | #DIV/0! | #DIV/0! | #DIV/0! | #DIV/0! | #DIV/0! | #DIV/0! | #DIV/0! | #DIV/0! | #DIV/0! | #DIV/0! | #DIV/0! | #DIV/0! | #DIV/0! | #DIV/0! | #DIV/0! | #DIV/0! | #DIV/0! | 29.2324 | 20.8766 | 19.4031 | 19.1689 | 19.2538 | 18.4505 | 24.3396 | 22.5059 | #DIV/0! | #DIV/0! | #DIV/0! | #DIV/0! | #DIV/0! | #DIV/0! | #DIV/0! | #DIV/0! | #DIV/0! | #DIV/0! | #DIV/0! | #DIV/0! | #DIV/0! | #DIV/0! | #DIV/0! | #DIV/0! | #DIV/0! | #DIV/0!
0 | 0 | 0 | 0 | 0 | 0 | #DIV/0! | #DIV/0! | #DIV/0! | #DIV/0! | #DIV/0! | #DIV/0! | #DIV/0! | #DIV/0! | #DIV/0! | #DIV/0! | #DIV/0! | #DIV/0! | #DIV/0! | #DIV/0! | #DIV/0! | #DIV/0! | #DIV/0! | #DIV/0! | #DIV/0! | #DIV/0! | #DIV/0! | #DIV/0! | #DIV/0! | #DIV/0! | #DIV/0! | #DIV/0! | #DIV/0! | #DIV/0! | [16 empty] | #DIV/0! | #DIV/0! | #DIV/0! | #DIV/0! | #DIV/0! | #DIV/0! | #DIV/0! | #DIV/0! | #DIV/0! | #DIV/0! | #DIV/0! | #DIV/0! | #DIV/0! | #DIV/0! | #DIV/0! | #DIV/0! | #DIV/0! | #DIV/0! | 29.2324 | 20.8766 | 19.4031 | 19.1689 | 19.2538 | 18.4505 | 24.3396 | 22.5059 | #DIV/0! | #DIV/0! | #DIV/0! | #DIV/0! | #DIV/0! | #DIV/0! | #DIV/0! | #DIV/0! | #DIV/0! | #DIV/0! | #DIV/0! | #DIV/0! | #DIV/0! | #DIV/0! | #DIV/0! | #DIV/0! | #DIV/0! | #DIV/0!
0 | 0 | 0 | 0 | 0 | 0 | #DIV/0! | #DIV/0! | #DIV/0! | #DIV/0! | #DIV/0! | #DIV/0! | #DIV/0! | #DIV/0! | #DIV/0! | #DIV/0! | #DIV/0! | #DIV/0! | #DIV/0! | #DIV/0! | #DIV/0! | #DIV/0! | #DIV/0! | #DIV/0! | #DIV/0! | #DIV/0! | #DIV/0! | #DIV/0! | #DIV/0! | #DIV/0! | #DIV/0! | #DIV/0! | #DIV/0! | #DIV/0! | [16 empty] | #DIV/0! | #DIV/0! | #DIV/0! | #DIV/0! | #DIV/0! | #DIV/0! | #DIV/0! | #DIV/0! | #DIV/0! | #DIV/0! | #DIV/0! | #DIV/0! | #DIV/0! | #DIV/0! | #DIV/0! | #DIV/0! | #DIV/0! | #DIV/0! | 29.2324 | 20.8766 | 19.4031 | 19.1689 | 19.2538 | 18.4505 | 24.3396 | 22.5059 | #DIV/0! | #DIV/0! | #DIV/0! | #DIV/0! | #DIV/0! | #DIV/0! | #DIV/0! | #DIV/0! | #DIV/0! | #DIV/0! | #DIV/0! | #DIV/0! | #DIV/0! | #DIV/0! | #DIV/0! | #DIV/0! | #DIV/0! | #DIV/0!
0 | 0 | 0 | 0 | 0 | 0 | #DIV/0! | #DIV/0! | #DIV/0! | #DIV/0! | #DIV/0! | #DIV/0! | #DIV/0! | #DIV/0! | #DIV/0! | #DIV/0! | #DIV/0! | #DIV/0! | #DIV/0! | #DIV/0! | #DIV/0! | #DIV/0! | #DIV/0! | #DIV/0! | #DIV/0! | #DIV/0! | #DIV/0! | #DIV/0! | #DIV/0! | #DIV/0! | #DIV/0! | #DIV/0! | #DIV/0! | #DIV/0! | [16 empty] | #DIV/0! | #DIV/0! | #DIV/0! | #DIV/0! | #DIV/0! | #DIV/0! | #DIV/0! | #DIV/0! | #DIV/0! | #DIV/0! | #DIV/0! | #DIV/0! | #DIV/0! | #DIV/0! | #DIV/0! | #DIV/0! | #DIV/0! | #DIV/0! | 29.2324 | 20.8766 | 19.4031 | 19.1689 | 19.2538 | 18.4505 | 24.3396 | 22.5059 | #DIV/0! | #DIV/0! | #DIV/0! | #DIV/0! | #DIV/0! | #DIV/0! | #DIV/0! | #DIV/0! | #DIV/0! | #DIV/0! | #DIV/0! | #DIV/0! | #DIV/0! | #DIV/0! | #DIV/0! | #DIV/0! | #DIV/0! | #DIV/0!
0 | 0 | 0 | 0 | 0 | 0 | #DIV/0! | #DIV/0! | #DIV/0! | #DIV/0! | #DIV/0! | #DIV/0! | #DIV/0! | #DIV/0! | #DIV/0! | #DIV/0! | #DIV/0! | #DIV/0! | #DIV/0! | #DIV/0! | #DIV/0! | #DIV/0! | #DIV/0! | #DIV/0! | #DIV/0! | #DIV/0! | #DIV/0! | #DIV/0! | #DIV/0! | #DIV/0! | #DIV/0! | #DIV/0! | #DIV/0! | #DIV/0! | [16 empty] | #DIV/0! | #DIV/0! | #DIV/0! | #DIV/0! | #DIV/0! | #DIV/0! | #DIV/0! | #DIV/0! | #DIV/0! | #DIV/0! | #DIV/0! | #DIV/0! | #DIV/0! | #DIV/0! | #DIV/0! | #DIV/0! | #DIV/0! | #DIV/0! | 29.2324 | 20.8766 | 19.4031 | 19.1689 | 19.2538 | 18.4505 | 24.3396 | 22.5059 | #DIV/0! | #DIV/0! | #DIV/0! | #DIV/0! | #DIV/0! | #DIV/0! | #DIV/0! | #DIV/0! | #DIV/0! | #DIV/0! | #DIV/0! | #DIV/0! | #DIV/0! | #DIV/0! | #DIV/0! | #DIV/0! | #DIV/0! | #DIV/0!
0 | 0 | 0 | 0 | 0 | 0 | #DIV/0! | #DIV/0! | #DIV/0! | #DIV/0! | #DIV/0! | #DIV/0! | #DIV/0! | #DIV/0! | #DIV/0! | #DIV/0! | #DIV/0! | #DIV/0! | #DIV/0! | #DIV/0! | #DIV/0! | #DIV/0! | #DIV/0! | #DIV/0! | #DIV/0! | #DIV/0! | #DIV/0! | #DIV/0! | #DIV/0! | #DIV/0! | #DIV/0! | #DIV/0! | #DIV/0! | #DIV/0! | [16 empty] | #DIV/0! | #DIV/0! | #DIV/0! | #DIV/0! | #DIV/0! | #DIV/0! | #DIV/0! | #DIV/0! | #DIV/0! | #DIV/0! | #DIV/0! | #DIV/0! | #DIV/0! | #DIV/0! | #DIV/0! | #DIV/0! | #DIV/0! | #DIV/0! | 29.2324 | 20.8766 | 19.4031 | 19.1689 | 19.2538 | 18.4505 | 24.3396 | 22.5059 | #DIV/0! | #DIV/0! | #DIV/0! | #DIV/0! | #DIV/0! | #DIV/0! | #DIV/0! | #DIV/0! | #DIV/0! | #DIV/0! | #DIV/0! | #DIV/0! | #DIV/0! | #DIV/0! | #DIV/0! | #DIV/0! | #DIV/0! | #DIV/0!
0 | 0 | 0 | 0 | 0 | 0 | #DIV/0! | #DIV/0! | #DIV/0! | #DIV/0! | #DIV/0! | #DIV/0! | #DIV/0! | #DIV/0! | #DIV/0! | #DIV/0! | #DIV/0! | #DIV/0! | #DIV/0! | #DIV/0! | #DIV/0! | #DIV/0! | #DIV/0! | #DIV/0! | #DIV/0! | #DIV/0! | #DIV/0! | #DIV/0! | #DIV/0! | #DIV/0! | #DIV/0! | #DIV/0! | #DIV/0! | #DIV/0! | [16 empty] | #DIV/0! | #DIV/0! | #DIV/0! | #DIV/0! | #DIV/0! | #DIV/0! | #DIV/0! | #DIV/0! | #DIV/0! | #DIV/0! | #DIV/0! | #DIV/0! | #DIV/0! | #DIV/0! | #DIV/0! | #DIV/0! | #DIV/0! | #DIV/0! | 29.2324 | 20.8766 | 19.4031 | 19.1689 | 19.2538 | 18.4505 | 24.3396 | 22.5059 | #DIV/0! | #DIV/0! | #DIV/0! | #DIV/0! | #DIV/0! | #DIV/0! | #DIV/0! | #DIV/0! | #DIV/0! | #DIV/0! | #DIV/0! | #DIV/0! | #DIV/0! | #DIV/0! | #DIV/0! | #DIV/0! | #DIV/0! | #DIV/0!
0 | 0 | 0 | 0 | 0 | 0 | #DIV/0! | #DIV/0! | #DIV/0! | #DIV/0! | #DIV/0! | #DIV/0! | #DIV/0! | #DIV/0! | #DIV/0! | #DIV/0! | #DIV/0! | #DIV/0! | #DIV/0! | #DIV/0! | #DIV/0! | #DIV/0! | #DIV/0! | #DIV/0! | #DIV/0! | #DIV/0! | #DIV/0! | #DIV/0! | #DIV/0! | #DIV/0! | #DIV/0! | #DIV/0! | #DIV/0! | #DIV/0! | [16 empty] | #DIV/0! | #DIV/0! | #DIV/0! | #DIV/0! | #DIV/0! | #DIV/0! | #DIV/0! | #DIV/0! | #DIV/0! | #DIV/0! | #DIV/0! | #DIV/0! | #DIV/0! | #DIV/0! | #DIV/0! | #DIV/0! | #DIV/0! | #DIV/0! | 29.2324 | 20.8766 | 19.4031 | 19.1689 | 19.2538 | 18.4505 | 24.3396 | 22.5059 | #DIV/0! | #DIV/0! | #DIV/0! | #DIV/0! | #DIV/0! | #DIV/0! | #DIV/0! | #DIV/0! | #DIV/0! | #DIV/0! | #DIV/0! | #DIV/0! | #DIV/0! | #DIV/0! | #DIV/0! | #DIV/0! | #DIV/0! | #DIV/0!
0 | 0 | 0 | 0 | 0 | 0 | #DIV/0! | #DIV/0! | #DIV/0! | #DIV/0! | #DIV/0! | #DIV/0! | #DIV/0! | #DIV/0! | #DIV/0! | #DIV/0! | #DIV/0! | #DIV/0! | #DIV/0! | #DIV/0! | #DIV/0! | #DIV/0! | #DIV/0! | #DIV/0! | #DIV/0! | #DIV/0! | #DIV/0! | #DIV/0! | #DIV/0! | #DIV/0! | #DIV/0! | #DIV/0! | #DIV/0! | #DIV/0! | [16 empty] | #DIV/0! | #DIV/0! | #DIV/0! | #DIV/0! | #DIV/0! | #DIV/0! | #DIV/0! | #DIV/0! | #DIV/0! | #DIV/0! | #DIV/0! | #DIV/0! | #DIV/0! | #DIV/0! | #DIV/0! | #DIV/0! | #DIV/0! | #DIV/0! | 29.2324 | 20.8766 | 19.4031 | 19.1689 | 19.2538 | 18.4505 | 24.3396 | 22.5059 | #DIV/0! | #DIV/0! | #DIV/0! | #DIV/0! | #DIV/0! | #DIV/0! | #DIV/0! | #DIV/0! | #DIV/0! | #DIV/0! | #DIV/0! | #DIV/0! | #DIV/0! | #DIV/0! | #DIV/0! | #DIV/0! | #DIV/0! | #DIV/0!
0 | 0 | 0 | 0 | 0 | 0 | #DIV/0! | #DIV/0! | #DIV/0! | #DIV/0! | #DIV/0! | #DIV/0! | #DIV/0! | #DIV/0! | #DIV/0! | #DIV/0! | #DIV/0! | #DIV/0! | #DIV/0! | #DIV/0! | #DIV/0! | #DIV/0! | #DIV/0! | #DIV/0! | #DIV/0! | #DIV/0! | #DIV/0! | #DIV/0! | #DIV/0! | #DIV/0! | #DIV/0! | #DIV/0! | #DIV/0! | #DIV/0! | [16 empty] | #DIV/0! | #DIV/0! | #DIV/0! | #DIV/0! | #DIV/0! | #DIV/0! | #DIV/0! | #DIV/0! | #DIV/0! | #DIV/0! | #DIV/0! | #DIV/0! | #DIV/0! | #DIV/0! | #DIV/0! | #DIV/0! | #DIV/0! | #DIV/0! | 29.2324 | 20.8766 | 19.4031 | 19.1689 | 19.2538 | 18.4505 | 24.3396 | 22.5059 | #DIV/0! | #DIV/0! | #DIV/0! | #DIV/0! | #DIV/0! | #DIV/0! | #DIV/0! | #DIV/0! | #DIV/0! | #DIV/0! | #DIV/0! | #DIV/0! | #DIV/0! | #DIV/0! | #DIV/0! | #DIV/0! | #DIV/0! | #DIV/0!
0 | 0 | 0 | 0 | 0 | 0 | #DIV/0! | #DIV/0! | #DIV/0! | #DIV/0! | #DIV/0! | #DIV/0! | #DIV/0! | #DIV/0! | #DIV/0! | #DIV/0! | #DIV/0! | #DIV/0! | #DIV/0! | #DIV/0! | #DIV/0! | #DIV/0! | #DIV/0! | #DIV/0! | #DIV/0! | #DIV/0! | #DIV/0! | #DIV/0! | #DIV/0! | #DIV/0! | #DIV/0! | #DIV/0! | #DIV/0! | #DIV/0! | [16 empty] | #DIV/0! | #DIV/0! | #DIV/0! | #DIV/0! | #DIV/0! | #DIV/0! | #DIV/0! | #DIV/0! | #DIV/0! | #DIV/0! | #DIV/0! | #DIV/0! | #DIV/0! | #DIV/0! | #DIV/0! | #DIV/0! | #DIV/0! | #DIV/0! | 29.2324 | 20.8766 | 19.4031 | 19.1689 | 19.2538 | 18.4505 | 24.3396 | 22.5059 | #DIV/0! | #DIV/0! | #DIV/0! | #DIV/0! | #DIV/0! | #DIV/0! | #DIV/0! | #DIV/0! | #DIV/0! | #DIV/0! | #DIV/0! | #DIV/0! | #DIV/0! | #DIV/0! | #DIV/0! | #DIV/0! | #DIV/0! | #DIV/0!
0 | 0 | 0 | 0 | 0 | 0 | #DIV/0! | #DIV/0! | #DIV/0! | #DIV/0! | #DIV/0! | #DIV/0! | #DIV/0! | #DIV/0! | #DIV/0! | #DIV/0! | #DIV/0! | #DIV/0! | #DIV/0! | #DIV/0! | #DIV/0! | #DIV/0! | #DIV/0! | #DIV/0! | #DIV/0! | #DIV/0! | #DIV/0! | #DIV/0! | #DIV/0! | #DIV/0! | #DIV/0! | #DIV/0! | #DIV/0! | #DIV/0! | [16 empty] | #DIV/0! | #DIV/0! | #DIV/0! | #DIV/0! | #DIV/0! | #DIV/0! | #DIV/0! | #DIV/0! | #DIV/0! | #DIV/0! | #DIV/0! | #DIV/0! | #DIV/0! | #DIV/0! | #DIV/0! | #DIV/0! | #DIV/0! | #DIV/0! | 29.2324 | 20.8766 | 19.4031 | 19.1689 | 19.2538 | 18.4505 | 24.3396 | 22.5059 | #DIV/0! | #DIV/0! | #DIV/0! | #DIV/0! | #DIV/0! | #DIV/0! | #DIV/0! | #DIV/0! | #DIV/0! | #DIV/0! | #DIV/0! | #DIV/0! | #DIV/0! | #DIV/0! | #DIV/0! | #DIV/0! | #DIV/0! | #DIV/0!
0 | 0 | 0 | 0 | 0 | 0 | #DIV/0! | #DIV/0! | #DIV/0! | #DIV/0! | #DIV/0! | #DIV/0! | #DIV/0! | #DIV/0! | #DIV/0! | #DIV/0! | #DIV/0! | #DIV/0! | #DIV/0! | #DIV/0! | #DIV/0! | #DIV/0! | #DIV/0! | #DIV/0! | #DIV/0! | #DIV/0! | #DIV/0! | #DIV/0! | #DIV/0! | #DIV/0! | #DIV/0! | #DIV/0! | #DIV/0! | #DIV/0! | [16 empty] | #DIV/0! | #DIV/0! | #DIV/0! | #DIV/0! | #DIV/0! | #DIV/0! | #DIV/0! | #DIV/0! | #DIV/0! | #DIV/0! | #DIV/0! | #DIV/0! | #DIV/0! | #DIV/0! | #DIV/0! | #DIV/0! | #DIV/0! | #DIV/0! | 29.2324 | 20.8766 | 19.4031 | 19.1689 | 19.2538 | 18.4505 | 24.3396 | 22.5059 | #DIV/0! | #DIV/0! | #DIV/0! | #DIV/0! | #DIV/0! | #DIV/0! | #DIV/0! | #DIV/0! | #DIV/0! | #DIV/0! | #DIV/0! | #DIV/0! | #DIV/0! | #DIV/0! | #DIV/0! | #DIV/0! | #DIV/0! | #DIV/0!
0 | 0 | 0 | 0 | 0 | 0 | #DIV/0! | #DIV/0! | #DIV/0! | #DIV/0! | #DIV/0! | #DIV/0! | #DIV/0! | #DIV/0! | #DIV/0! | #DIV/0! | #DIV/0! | #DIV/0! | #DIV/0! | #DIV/0! | #DIV/0! | #DIV/0! | #DIV/0! | #DIV/0! | #DIV/0! | #DIV/0! | #DIV/0! | #DIV/0! | #DIV/0! | #DIV/0! | #DIV/0! | #DIV/0! | #DIV/0! | #DIV/0! | [16 empty] | #DIV/0! | #DIV/0! | #DIV/0! | #DIV/0! | #DIV/0! | #DIV/0! | #DIV/0! | #DIV/0! | #DIV/0! | #DIV/0! | #DIV/0! | #DIV/0! | #DIV/0! | #DIV/0! | #DIV/0! | #DIV/0! | #DIV/0! | #DIV/0! | 29.2324 | 20.8766 | 19.4031 | 19.1689 | 19.2538 | 18.4505 | 24.3396 | 22.5059 | #DIV/0! | #DIV/0! | #DIV/0! | #DIV/0! | #DIV/0! | #DIV/0! | #DIV/0! | #DIV/0! | #DIV/0! | #DIV/0! | #DIV/0! | #DIV/0! | #DIV/0! | #DIV/0! | #DIV/0! | #DIV/0! | #DIV/0! | #DIV/0!
0 | 0 | 0 | 0 | 0 | 0 | #DIV/0! | #DIV/0! | #DIV/0! | #DIV/0! | #DIV/0! | #DIV/0! | #DIV/0! | #DIV/0! | #DIV/0! | #DIV/0! | #DIV/0! | #DIV/0! | #DIV/0! | #DIV/0! | #DIV/0! | #DIV/0! | #DIV/0! | #DIV/0! | #DIV/0! | #DIV/0! | #DIV/0! | #DIV/0! | #DIV/0! | #DIV/0! | #DIV/0! | #DIV/0! | #DIV/0! | #DIV/0! | [16 empty] | #DIV/0! | #DIV/0! | #DIV/0! | #DIV/0! | #DIV/0! | #DIV/0! | #DIV/0! | #DIV/0! | #DIV/0! | #DIV/0! | #DIV/0! | #DIV/0! | #DIV/0! | #DIV/0! | #DIV/0! | #DIV/0! | #DIV/0! | #DIV/0! | 29.2324 | 20.8766 | 19.4031 | 19.1689 | 19.2538 | 18.4505 | 24.3396 | 22.5059 | #DIV/0! | #DIV/0! | #DIV/0! | #DIV/0! | #DIV/0! | #DIV/0! | #DIV/0! | #DIV/0! | #DIV/0! | #DIV/0! | #DIV/0! | #DIV/0! | #DIV/0! | #DIV/0! | #DIV/0! | #DIV/0! | #DIV/0! | #DIV/0!
0 | 0 | 0 | 0 | 0 | 0 | #DIV/0! | #DIV/0! | #DIV/0! | #DIV/0! | #DIV/0! | #DIV/0! | #DIV/0! | #DIV/0! | #DIV/0! | #DIV/0! | #DIV/0! | #DIV/0! | #DIV/0! | #DIV/0! | #DIV/0! | #DIV/0! | #DIV/0! | #DIV/0! | #DIV/0! | #DIV/0! | #DIV/0! | #DIV/0! | #DIV/0! | #DIV/0! | #DIV/0! | #DIV/0! | #DIV/0! | #DIV/0! | [16 empty] | #DIV/0! | #DIV/0! | #DIV/0! | #DIV/0! | #DIV/0! | #DIV/0! | #DIV/0! | #DIV/0! | #DIV/0! | #DIV/0! | #DIV/0! | #DIV/0! | #DIV/0! | #DIV/0! | #DIV/0! | #DIV/0! | #DIV/0! | #DIV/0! | 29.2324 | 20.8766 | 19.4031 | 19.1689 | 19.2538 | 18.4505 | 24.3396 | 22.5059 | #DIV/0! | #DIV/0! | #DIV/0! | #DIV/0! | #DIV/0! | #DIV/0! | #DIV/0! | #DIV/0! | #DIV/0! | #DIV/0! | #DIV/0! | #DIV/0! | #DIV/0! | #DIV/0! | #DIV/0! | #DIV/0! | #DIV/0! | #DIV/0!
0 | 0 | 0 | 0 | 0 | 0 | #DIV/0! | #DIV/0! | #DIV/0! | #DIV/0! | #DIV/0! | #DIV/0! | #DIV/0! | #DIV/0! | #DIV/0! | #DIV/0! | #DIV/0! | #DIV/0! | #DIV/0! | #DIV/0! | #DIV/0! | #DIV/0! | #DIV/0! | #DIV/0! | #DIV/0! | #DIV/0! | #DIV/0! | #DIV/0! | #DIV/0! | #DIV/0! | #DIV/0! | #DIV/0! | #DIV/0! | #DIV/0! | [16 empty] | #DIV/0! | #DIV/0! | #DIV/0! | #DIV/0! | #DIV/0! | #DIV/0! | #DIV/0! | #DIV/0! | #DIV/0! | #DIV/0! | #DIV/0! | #DIV/0! | #DIV/0! | #DIV/0! | #DIV/0! | #DIV/0! | #DIV/0! | #DIV/0! | 29.2324 | 20.8766 | 19.4031 | 19.1689 | 19.2538 | 18.4505 | 24.3396 | 22.5059 | #DIV/0! | #DIV/0! | #DIV/0! | #DIV/0! | #DIV/0! | #DIV/0! | #DIV/0! | #DIV/0! | #DIV/0! | #DIV/0! | #DIV/0! | #DIV/0! | #DIV/0! | #DIV/0! | #DIV/0! | #DIV/0! | #DIV/0! | #DIV/0!
0 | 0 | 0 | 0 | 0 | 0 | #DIV/0! | #DIV/0! | #DIV/0! | #DIV/0! | #DIV/0! | #DIV/0! | #DIV/0! | #DIV/0! | #DIV/0! | #DIV/0! | #DIV/0! | #DIV/0! | #DIV/0! | #DIV/0! | #DIV/0! | #DIV/0! | #DIV/0! | #DIV/0! | #DIV/0! | #DIV/0! | #DIV/0! | #DIV/0! | #DIV/0! | #DIV/0! | #DIV/0! | #DIV/0! | #DIV/0! | #DIV/0! | [16 empty] | #DIV/0! | #DIV/0! | #DIV/0! | #DIV/0! | #DIV/0! | #DIV/0! | #DIV/0! | #DIV/0! | #DIV/0! | #DIV/0! | #DIV/0! | #DIV/0! | #DIV/0! | #DIV/0! | #DIV/0! | #DIV/0! | #DIV/0! | #DIV/0! | 29.2324 | 20.8766 | 19.4031 | 19.1689 | 19.2538 | 18.4505 | 24.3396 | 22.5059 | #DIV/0! | #DIV/0! | #DIV/0! | #DIV/0! | #DIV/0! | #DIV/0! | #DIV/0! | #DIV/0! | #DIV/0! | #DIV/0! | #DIV/0! | #DIV/0! | #DIV/0! | #DIV/0! | #DIV/0! | #DIV/0! | #DIV/0! | #DIV/0!
0 | 0 | 0 | 0 | 0 | 0 | #DIV/0! | #DIV/0! | #DIV/0! | #DIV/0! | #DIV/0! | #DIV/0! | #DIV/0! | #DIV/0! | #DIV/0! | #DIV/0! | #DIV/0! | #DIV/0! | #DIV/0! | #DIV/0! | #DIV/0! | #DIV/0! | #DIV/0! | #DIV/0! | #DIV/0! | #DIV/0! | #DIV/0! | #DIV/0! | #DIV/0! | #DIV/0! | #DIV/0! | #DIV/0! | #DIV/0! | #DIV/0! | [16 empty] | #DIV/0! | #DIV/0! | #DIV/0! | #DIV/0! | #DIV/0! | #DIV/0! | #DIV/0! | #DIV/0! | #DIV/0! | #DIV/0! | #DIV/0! | #DIV/0! | #DIV/0! | #DIV/0! | #DIV/0! | #DIV/0! | #DIV/0! | #DIV/0! | 29.2324 | 20.8766 | 19.4031 | 19.1689 | 19.2538 | 18.4505 | 24.3396 | 22.5059 | #DIV/0! | #DIV/0! | #DIV/0! | #DIV/0! | #DIV/0! | #DIV/0! | #DIV/0! | #DIV/0! | #DIV/0! | #DIV/0! | #DIV/0! | #DIV/0! | #DIV/0! | #DIV/0! | #DIV/0! | #DIV/0! | #DIV/0! | #DIV/0!
0 | 0 | 0 | 0 | 0 | 0 | #DIV/0! | #DIV/0! | #DIV/0! | #DIV/0! | #DIV/0! | #DIV/0! | #DIV/0! | #DIV/0! | #DIV/0! | #DIV/0! | #DIV/0! | #DIV/0! | #DIV/0! | #DIV/0! | #DIV/0! | #DIV/0! | #DIV/0! | #DIV/0! | #DIV/0! | #DIV/0! | #DIV/0! | #DIV/0! | #DIV/0! | #DIV/0! | #DIV/0! | #DIV/0! | #DIV/0! | #DIV/0! | [16 empty] | #DIV/0! | #DIV/0! | #DIV/0! | #DIV/0! | #DIV/0! | #DIV/0! | #DIV/0! | #DIV/0! | #DIV/0! | #DIV/0! | #DIV/0! | #DIV/0! | #DIV/0! | #DIV/0! | #DIV/0! | #DIV/0! | #DIV/0! | #DIV/0! | 29.2324 | 20.8766 | 19.4031 | 19.1689 | 19.2538 | 18.4505 | 24.3396 | 22.5059 | #DIV/0! | #DIV/0! | #DIV/0! | #DIV/0! | #DIV/0! | #DIV/0! | #DIV/0! | #DIV/0! | #DIV/0! | #DIV/0! | #DIV/0! | #DIV/0! | #DIV/0! | #DIV/0! | #DIV/0! | #DIV/0! | #DIV/0! | #DIV/0!
0 | 0 | 0 | 0 | 0 | 0 | #DIV/0! | #DIV/0! | #DIV/0! | #DIV/0! | #DIV/0! | #DIV/0! | #DIV/0! | #DIV/0! | #DIV/0! | #DIV/0! | #DIV/0! | #DIV/0! | #DIV/0! | #DIV/0! | #DIV/0! | #DIV/0! | #DIV/0! | #DIV/0! | #DIV/0! | #DIV/0! | #DIV/0! | #DIV/0! | #DIV/0! | #DIV/0! | #DIV/0! | #DIV/0! | #DIV/0! | #DIV/0! | [16 empty] | #DIV/0! | #DIV/0! | #DIV/0! | #DIV/0! | #DIV/0! | #DIV/0! | #DIV/0! | #DIV/0! | #DIV/0! | #DIV/0! | #DIV/0! | #DIV/0! | #DIV/0! | #DIV/0! | #DIV/0! | #DIV/0! | #DIV/0! | #DIV/0! | 29.2324 | 20.8766 | 19.4031 | 19.1689 | 19.2538 | 18.4505 | 24.3396 | 22.5059 | #DIV/0! | #DIV/0! | #DIV/0! | #DIV/0! | #DIV/0! | #DIV/0! | #DIV/0! | #DIV/0! | #DIV/0! | #DIV/0! | #DIV/0! | #DIV/0! | #DIV/0! | #DIV/0! | #DIV/0! | #DIV/0! | #DIV/0! | #DIV/0!
0 | 0 | 0 | 0 | 0 | 0 | #DIV/0! | #DIV/0! | #DIV/0! | #DIV/0! | #DIV/0! | #DIV/0! | #DIV/0! | #DIV/0! | #DIV/0! | #DIV/0! | #DIV/0! | #DIV/0! | #DIV/0! | #DIV/0! | #DIV/0! | #DIV/0! | #DIV/0! | #DIV/0! | #DIV/0! | #DIV/0! | #DIV/0! | #DIV/0! | #DIV/0! | #DIV/0! | #DIV/0! | #DIV/0! | #DIV/0! | #DIV/0! | [16 empty] | #DIV/0! | #DIV/0! | #DIV/0! | #DIV/0! | #DIV/0! | #DIV/0! | #DIV/0! | #DIV/0! | #DIV/0! | #DIV/0! | #DIV/0! | #DIV/0! | #DIV/0! | #DIV/0! | #DIV/0! | #DIV/0! | #DIV/0! | #DIV/0! | 29.2324 | 20.8766 | 19.4031 | 19.1689 | 19.2538 | 18.4505 | 24.3396 | 22.5059 | #DIV/0! | #DIV/0! | #DIV/0! | #DIV/0! | #DIV/0! | #DIV/0! | #DIV/0! | #DIV/0! | #DIV/0! | #DIV/0! | #DIV/0! | #DIV/0! | #DIV/0! | #DIV/0! | #DIV/0! | #DIV/0! | #DIV/0! | #DIV/0!
0 | 0 | 0 | 0 | 0 | 0 | #DIV/0! | #DIV/0! | #DIV/0! | #DIV/0! | #DIV/0! | #DIV/0! | #DIV/0! | #DIV/0! | #DIV/0! | #DIV/0! | #DIV/0! | #DIV/0! | #DIV/0! | #DIV/0! | #DIV/0! | #DIV/0! | #DIV/0! | #DIV/0! | #DIV/0! | #DIV/0! | #DIV/0! | #DIV/0! | #DIV/0! | #DIV/0! | #DIV/0! | #DIV/0! | #DIV/0! | #DIV/0! | [16 empty] | #DIV/0! | #DIV/0! | #DIV/0! | #DIV/0! | #DIV/0! | #DIV/0! | #DIV/0! | #DIV/0! | #DIV/0! | #DIV/0! | #DIV/0! | #DIV/0! | #DIV/0! | #DIV/0! | #DIV/0! | #DIV/0! | #DIV/0! | #DIV/0! | 29.2324 | 20.8766 | 19.4031 | 19.1689 | 19.2538 | 18.4505 | 24.3396 | 22.5059 | #DIV/0! | #DIV/0! | #DIV/0! | #DIV/0! | #DIV/0! | #DIV/0! | #DIV/0! | #DIV/0! | #DIV/0! | #DIV/0! | #DIV/0! | #DIV/0! | #DIV/0! | #DIV/0! | #DIV/0! | #DIV/0! | #DIV/0! | #DIV/0!
0 | 0 | 0 | 0 | 0 | 0 | #DIV/0! | #DIV/0! | #DIV/0! | #DIV/0! | #DIV/0! | #DIV/0! | #DIV/0! | #DIV/0! | #DIV/0! | #DIV/0! | #DIV/0! | #DIV/0! | #DIV/0! | #DIV/0! | #DIV/0! | #DIV/0! | #DIV/0! | #DIV/0! | #DIV/0! | #DIV/0! | #DIV/0! | #DIV/0! | #DIV/0! | #DIV/0! | #DIV/0! | #DIV/0! | #DIV/0! | #DIV/0! | [16 empty] | #DIV/0! | #DIV/0! | #DIV/0! | #DIV/0! | #DIV/0! | #DIV/0! | #DIV/0! | #DIV/0! | #DIV/0! | #DIV/0! | #DIV/0! | #DIV/0! | #DIV/0! | #DIV/0! | #DIV/0! | #DIV/0! | #DIV/0! | #DIV/0! | 29.2324 | 20.8766 | 19.4031 | 19.1689 | 19.2538 | 18.4505 | 24.3396 | 22.5059 | #DIV/0! | #DIV/0! | #DIV/0! | #DIV/0! | #DIV/0! | #DIV/0! | #DIV/0! | #DIV/0! | #DIV/0! | #DIV/0! | #DIV/0! | #DIV/0! | #DIV/0! | #DIV/0! | #DIV/0! | #DIV/0! | #DIV/0! | #DIV/0!
0 | 0 | 0 | 0 | 0 | 0 | #DIV/0! | #DIV/0! | #DIV/0! | #DIV/0! | #DIV/0! | #DIV/0! | #DIV/0! | #DIV/0! | #DIV/0! | #DIV/0! | #DIV/0! | #DIV/0! | #DIV/0! | #DIV/0! | #DIV/0! | #DIV/0! | #DIV/0! | #DIV/0! | #DIV/0! | #DIV/0! | #DIV/0! | #DIV/0! | #DIV/0! | #DIV/0! | #DIV/0! | #DIV/0! | #DIV/0! | #DIV/0! | [16 empty] | #DIV/0! | #DIV/0! | #DIV/0! | #DIV/0! | #DIV/0! | #DIV/0! | #DIV/0! | #DIV/0! | #DIV/0! | #DIV/0! | #DIV/0! | #DIV/0! | #DIV/0! | #DIV/0! | #DIV/0! | #DIV/0! | #DIV/0! | #DIV/0! | 29.2324 | 20.8766 | 19.4031 | 19.1689 | 19.2538 | 18.4505 | 24.3396 | 22.5059 | #DIV/0! | #DIV/0! | #DIV/0! | #DIV/0! | #DIV/0! | #DIV/0! | #DIV/0! | #DIV/0! | #DIV/0! | #DIV/0! | #DIV/0! | #DIV/0! | #DIV/0! | #DIV/0! | #DIV/0! | #DIV/0! | #DIV/0! | #DIV/0!
0 | 0 | 0 | 0 | 0 | 0 | #DIV/0! | #DIV/0! | #DIV/0! | #DIV/0! | #DIV/0! | #DIV/0! | #DIV/0! | #DIV/0! | #DIV/0! | #DIV/0! | #DIV/0! | #DIV/0! | #DIV/0! | #DIV/0! | #DIV/0! | #DIV/0! | #DIV/0! | #DIV/0! | #DIV/0! | #DIV/0! | #DIV/0! | #DIV/0! | #DIV/0! | #DIV/0! | #DIV/0! | #DIV/0! | #DIV/0! | #DIV/0! | [16 empty] | #DIV/0! | #DIV/0! | #DIV/0! | #DIV/0! | #DIV/0! | #DIV/0! | #DIV/0! | #DIV/0! | #DIV/0! | #DIV/0! | #DIV/0! | #DIV/0! | #DIV/0! | #DIV/0! | #DIV/0! | #DIV/0! | #DIV/0! | #DIV/0! | 29.2324 | 20.8766 | 19.4031 | 19.1689 | 19.2538 | 18.4505 | 24.3396 | 22.5059 | #DIV/0! | #DIV/0! | #DIV/0! | #DIV/0! | #DIV/0! | #DIV/0! | #DIV/0! | #DIV/0! | #DIV/0! | #DIV/0! | #DIV/0! | #DIV/0! | #DIV/0! | #DIV/0! | #DIV/0! | #DIV/0! | #DIV/0! | #DIV/0!
0 | 0 | 0 | 0 | 0 | 0 | #DIV/0! | #DIV/0! | #DIV/0! | #DIV/0! | #DIV/0! | #DIV/0! | #DIV/0! | #DIV/0! | #DIV/0! | #DIV/0! | #DIV/0! | #DIV/0! | #DIV/0! | #DIV/0! | #DIV/0! | #DIV/0! | #DIV/0! | #DIV/0! | #DIV/0! | #DIV/0! | #DIV/0! | #DIV/0! | #DIV/0! | #DIV/0! | #DIV/0! | #DIV/0! | #DIV/0! | #DIV/0! | [16 empty] | #DIV/0! | #DIV/0! | #DIV/0! | #DIV/0! | #DIV/0! | #DIV/0! | #DIV/0! | #DIV/0! | #DIV/0! | #DIV/0! | #DIV/0! | #DIV/0! | #DIV/0! | #DIV/0! | #DIV/0! | #DIV/0! | #DIV/0! | #DIV/0! | 29.2324 | 20.8766 | 19.4031 | 19.1689 | 19.2538 | 18.4505 | 24.3396 | 22.5059 | #DIV/0! | #DIV/0! | #DIV/0! | #DIV/0! | #DIV/0! | #DIV/0! | #DIV/0! | #DIV/0! | #DIV/0! | #DIV/0! | #DIV/0! | #DIV/0! | #DIV/0! | #DIV/0! | #DIV/0! | #DIV/0! | #DIV/0! | #DIV/0!
0 | 0 | 0 | 0 | 0 | 0 | #DIV/0! | #DIV/0! | #DIV/0! | #DIV/0! | #DIV/0! | #DIV/0! | #DIV/0! | #DIV/0! | #DIV/0! | #DIV/0! | #DIV/0! | #DIV/0! | #DIV/0! | #DIV/0! | #DIV/0! | #DIV/0! | #DIV/0! | #DIV/0! | #DIV/0! | #DIV/0! | #DIV/0! | #DIV/0! | #DIV/0! | #DIV/0! | #DIV/0! | #DIV/0! | #DIV/0! | #DIV/0! | [16 empty] | #DIV/0! | #DIV/0! | #DIV/0! | #DIV/0! | #DIV/0! | #DIV/0! | #DIV/0! | #DIV/0! | #DIV/0! | #DIV/0! | #DIV/0! | #DIV/0! | #DIV/0! | #DIV/0! | #DIV/0! | #DIV/0! | #DIV/0! | #DIV/0! | 29.2324 | 20.8766 | 19.4031 | 19.1689 | 19.2538 | 18.4505 | 24.3396 | 22.5059 | #DIV/0! | #DIV/0! | #DIV/0! | #DIV/0! | #DIV/0! | #DIV/0! | #DIV/0! | #DIV/0! | #DIV/0! | #DIV/0! | #DIV/0! | #DIV/0! | #DIV/0! | #DIV/0! | #DIV/0! | #DIV/0! | #DIV/0! | #DIV/0!

## dPs,min (hidden)
Total pressure loss calculation as function of blade angle
Flow rate | W | H | Hintern | L/R | x | Vduct | DPs,min | A | 0.020692 | 0.087743
[m³/h] | [m] | [m] | [m] | [-] | [-] | [m/s] | [Pa] | B | -0.19341 | 2.0914
600 | 0.15 | 0.15 | 0.2 | 0.42857 | 0.43011 | 5.5556 | 7.9651 | C | -0.26919 | 0.20203
0 | 0 | 0 | 0 | #DIV/0! | #DIV/0! | #DIV/0! | #DIV/0!
0 | 0 | 0 | 0 | #DIV/0! | #DIV/0! | #DIV/0! | #DIV/0!
0 | 0 | 0 | 0 | #DIV/0! | #DIV/0! | #DIV/0! | #DIV/0!
0 | 0 | 0 | 0 | #DIV/0! | #DIV/0! | #DIV/0! | #DIV/0!
0 | 0 | 0 | 0 | #DIV/0! | #DIV/0! | #DIV/0! | #DIV/0!
0 | 0 | 0 | 0 | #DIV/0! | #DIV/0! | #DIV/0! | #DIV/0!
0 | 0 | 0 | 0 | #DIV/0! | #DIV/0! | #DIV/0! | #DIV/0!
0 | 0 | 0 | 0 | #DIV/0! | #DIV/0! | #DIV/0! | #DIV/0!
0 | 0 | 0 | 0 | #DIV/0! | #DIV/0! | #DIV/0! | #DIV/0!
0 | 0 | 0 | 0 | #DIV/0! | #DIV/0! | #DIV/0! | #DIV/0!
0 | 0 | 0 | 0 | #DIV/0! | #DIV/0! | #DIV/0! | #DIV/0!
0 | 0 | 0 | 0 | #DIV/0! | #DIV/0! | #DIV/0! | #DIV/0!
0 | 0 | 0 | 0 | #DIV/0! | #DIV/0! | #DIV/0! | #DIV/0!
0 | 0 | 0 | 0 | #DIV/0! | #DIV/0! | #DIV/0! | #DIV/0!
0 | 0 | 0 | 0 | #DIV/0! | #DIV/0! | #DIV/0! | #DIV/0!
0 | 0 | 0 | 0 | #DIV/0! | #DIV/0! | #DIV/0! | #DIV/0!
0 | 0 | 0 | 0 | #DIV/0! | #DIV/0! | #DIV/0! | #DIV/0!
0 | 0 | 0 | 0 | #DIV/0! | #DIV/0! | #DIV/0! | #DIV/0!
0 | 0 | 0 | 0 | #DIV/0! | #DIV/0! | #DIV/0! | #DIV/0!
0 | 0 | 0 | 0 | #DIV/0! | #DIV/0! | #DIV/0! | #DIV/0!
0 | 0 | 0 | 0 | #DIV/0! | #DIV/0! | #DIV/0! | #DIV/0!
0 | 0 | 0 | 0 | #DIV/0! | #DIV/0! | #DIV/0! | #DIV/0!
0 | 0 | 0 | 0 | #DIV/0! | #DIV/0! | #DIV/0! | #DIV/0!
0 | 0 | 0 | 0 | #DIV/0! | #DIV/0! | #DIV/0! | #DIV/0!
0 | 0 | 0 | 0 | #DIV/0! | #DIV/0! | #DIV/0! | #DIV/0!
0 | 0 | 0 | 0 | #DIV/0! | #DIV/0! | #DIV/0! | #DIV/0!
0 | 0 | 0 | 0 | #DIV/0! | #DIV/0! | #DIV/0! | #DIV/0!
0 | 0 | 0 | 0 | #DIV/0! | #DIV/0! | #DIV/0! | #DIV/0!
0 | 0 | 0 | 0 | #DIV/0! | #DIV/0! | #DIV/0! | #DIV/0!
0 | 0 | 0 | 0 | #DIV/0! | #DIV/0! | #DIV/0! | #DIV/0!
#VALUE! | 0 | 0 | 0 | #DIV/0! | #DIV/0! | #VALUE! | #DIV/0!
#VALUE! | 0 | 0 | 0 | #DIV/0! | #DIV/0! | #VALUE! | #DIV/0!
#VALUE! | 0 | 0 | 0 | #DIV/0! | #DIV/0! | #VALUE! | #DIV/0!
#REF! | 0 | 0 | 0 | #DIV/0! | #DIV/0! | #REF! | #DIV/0!
#REF! | 0 | 0 | 0 | #DIV/0! | #DIV/0! | #REF! | #DIV/0!
0 | 0 | 0 | 0 | #DIV/0! | #DIV/0! | #DIV/0! | #DIV/0!
#REF! | #REF! | #REF! | #REF! | #REF! | #REF! | #REF! | #REF!
#REF! | 0 | 0 | 0 | #DIV/0! | #DIV/0! | #REF! | #DIV/0!
#REF! | #REF! | #REF! | #REF! | #REF! | #REF! | #REF! | #REF!
#REF! | #REF! | #REF! | #REF! | #REF! | #REF! | #REF! | #REF!
#REF! | 0 | 0 | 0 | #DIV/0! | #DIV/0! | #REF! | #DIV/0!
0 | 0 | 0 | 0 | #DIV/0! | #DIV/0! | #DIV/0! | #DIV/0!
0 | 0 | 0 | 0 | #DIV/0! | #DIV/0! | #DIV/0! | #DIV/0!
0 | 0 | 0 | 0 | #DIV/0! | #DIV/0! | #DIV/0! | #DIV/0!
0 | 0 | 0 | 0 | #DIV/0! | #DIV/0! | #DIV/0! | #DIV/0!
0 | 0 | 0 | 0 | #DIV/0! | #DIV/0! | #DIV/0! | #DIV/0!
0 | 0 | 0 | 0 | #DIV/0! | #DIV/0! | #DIV/0! | #DIV/0!
0 | 0 | 0 | 0 | #DIV/0! | #DIV/0! | #DIV/0! | #DIV/0!
0 | 0 | 0 | 0 | #DIV/0! | #DIV/0! | #DIV/0! | #DIV/0!
0 | 0 | 0 | 0 | #DIV/0! | #DIV/0! | #DIV/0! | #DIV/0!
0 | 0 | 0 | 0 | #DIV/0! | #DIV/0! | #DIV/0! | #DIV/0!
0 | 0 | 0 | 0 | #DIV/0! | #DIV/0! | #DIV/0! | #DIV/0!
0 | 0 | 0 | 0 | #DIV/0! | #DIV/0! | #DIV/0! | #DIV/0!
0 | 0 | 0 | 0 | #DIV/0! | #DIV/0! | #DIV/0! | #DIV/0!
0 | 0 | 0 | 0 | #DIV/0! | #DIV/0! | #DIV/0! | #DIV/0!
0 | 0 | 0 | 0 | #DIV/0! | #DIV/0! | #DIV/0! | #DIV/0!
0 | 0 | 0 | 0 | #DIV/0! | #DIV/0! | #DIV/0! | #DIV/0!
0 | 0 | 0 | 0 | #DIV/0! | #DIV/0! | #DIV/0! | #DIV/0!
0 | 0 | 0 | 0 | #DIV/0! | #DIV/0! | #DIV/0! | #DIV/0!
0 | 0 | 0 | 0 | #DIV/0! | #DIV/0! | #DIV/0! | #DIV/0!
0 | 0 | 0 | 0 | #DIV/0! | #DIV/0! | #DIV/0! | #DIV/0!
0 | 0 | 0 | 0 | #DIV/0! | #DIV/0! | #DIV/0! | #DIV/0!
0 | 0 | 0 | 0 | #DIV/0! | #DIV/0! | #DIV/0! | #DIV/0!
0 | 0 | 0 | 0 | #DIV/0! | #DIV/0! | #DIV/0! | #DIV/0!
0 | 0 | 0 | 0 | #DIV/0! | #DIV/0! | #DIV/0! | #DIV/0!
0 | 0 | 0 | 0 | #DIV/0! | #DIV/0! | #DIV/0! | #DIV/0!
0 | 0 | 0 | 0 | #DIV/0! | #DIV/0! | #DIV/0! | #DIV/0!
0 | 0 | 0 | 0 | #DIV/0! | #DIV/0! | #DIV/0! | #DIV/0!
0 | 0 | 0 | 0 | #DIV/0! | #DIV/0! | #DIV/0! | #DIV/0!
0 | 0 | 0 | 0 | #DIV/0! | #DIV/0! | #DIV/0! | #DIV/0!
0 | 0 | 0 | 0 | #DIV/0! | #DIV/0! | #DIV/0! | #DIV/0!
0 | 0 | 0 | 0 | #DIV/0! | #DIV/0! | #DIV/0! | #DIV/0!
0 | 0 | 0 | 0 | #DIV/0! | #DIV/0! | #DIV/0! | #DIV/0!
0 | 0 | 0 | 0 | #DIV/0! | #DIV/0! | #DIV/0! | #DIV/0!
0 | 0 | 0 | 0 | #DIV/0! | #DIV/0! | #DIV/0! | #DIV/0!
0 | 0 | 0 | 0 | #DIV/0! | #DIV/0! | #DIV/0! | #DIV/0!
0 | 0 | 0 | 0 | #DIV/0! | #DIV/0! | #DIV/0! | #DIV/0!
0 | 0 | 0 | 0 | #DIV/0! | #DIV/0! | #DIV/0! | #DIV/0!
0 | 0 | 0 | 0 | #DIV/0! | #DIV/0! | #DIV/0! | #DIV/0!
0 | 0 | 0 | 0 | #DIV/0! | #DIV/0! | #DIV/0! | #DIV/0!
0 | 0 | 0 | 0 | #DIV/0! | #DIV/0! | #DIV/0! | #DIV/0!
0 | 0 | 0 | 0 | #DIV/0! | #DIV/0! | #DIV/0! | #DIV/0!
0 | 0 | 0 | 0 | #DIV/0! | #DIV/0! | #DIV/0! | #DIV/0!
0 | 0 | 0 | 0 | #DIV/0! | #DIV/0! | #DIV/0! | #DIV/0!
0 | 0 | 0 | 0 | #DIV/0! | #DIV/0! | #DIV/0! | #DIV/0!
0 | 0 | 0 | 0 | #DIV/0! | #DIV/0! | #DIV/0! | #DIV/0!
0 | 0 | 0 | 0 | #DIV/0! | #DIV/0! | #DIV/0! | #DIV/0!
0 | 0 | 0 | 0 | #DIV/0! | #DIV/0! | #DIV/0! | #DIV/0!
0 | 0 | 0 | 0 | #DIV/0! | #DIV/0! | #DIV/0! | #DIV/0!
0 | 0 | 0 | 0 | #DIV/0! | #DIV/0! | #DIV/0! | #DIV/0!
0 | 0 | 0 | 0 | #DIV/0! | #DIV/0! | #DIV/0! | #DIV/0!
0 | 0 | 0 | 0 | #DIV/0! | #DIV/0! | #DIV/0! | #DIV/0!
0 | 0 | 0 | 0 | #DIV/0! | #DIV/0! | #DIV/0! | #DIV/0!
0 | 0 | 0 | 0 | #DIV/0! | #DIV/0! | #DIV/0! | #DIV/0!
0 | 0 | 0 | 0 | #DIV/0! | #DIV/0! | #DIV/0! | #DIV/0!
0 | 0 | 0 | 0 | #DIV/0! | #DIV/0! | #DIV/0! | #DIV/0!
0 | 0 | 0 | 0 | #DIV/0! | #DIV/0! | #DIV/0! | #DIV/0!
0 | 0 | 0 | 0 | #DIV/0! | #DIV/0! | #DIV/0! | #DIV/0!
0 | 0 | 0 | 0 | #DIV/0! | #DIV/0! | #DIV/0! | #DIV/0!
0 | 0 | 0 | 0 | #DIV/0! | #DIV/0! | #DIV/0! | #DIV/0!
0 | 0 | 0 | 0 | #DIV/0! | #DIV/0! | #DIV/0! | #DIV/0!
0 | 0 | 0 | 0 | #DIV/0! | #DIV/0! | #DIV/0! | #DIV/0!
0 | 0 | 0 | 0 | #DIV/0! | #DIV/0! | #DIV/0! | #DIV/0!
0 | 0 | 0 | 0 | #DIV/0! | #DIV/0! | #DIV/0! | #DIV/0!
0 | 0 | 0 | 0 | #DIV/0! | #DIV/0! | #DIV/0! | #DIV/0!
0 | 0 | 0 | 0 | #DIV/0! | #DIV/0! | #DIV/0! | #DIV/0!
0 | 0 | 0 | 0 | #DIV/0! | #DIV/0! | #DIV/0! | #DIV/0!
0 | 0 | 0 | 0 | #DIV/0! | #DIV/0! | #DIV/0! | #DIV/0!
0 | 0 | 0 | 0 | #DIV/0! | #DIV/0! | #DIV/0! | #DIV/0!
0 | 0 | 0 | 0 | #DIV/0! | #DIV/0! | #DIV/0! | #DIV/0!
0 | 0 | 0 | 0 | #DIV/0! | #DIV/0! | #DIV/0! | #DIV/0!
0 | 0 | 0 | 0 | #DIV/0! | #DIV/0! | #DIV/0! | #DIV/0!
0 | 0 | 0 | 0 | #DIV/0! | #DIV/0! | #DIV/0! | #DIV/0!
0 | 0 | 0 | 0 | #DIV/0! | #DIV/0! | #DIV/0! | #DIV/0!
0 | 0 | 0 | 0 | #DIV/0! | #DIV/0! | #DIV/0! | #DIV/0!
0 | 0 | 0 | 0 | #DIV/0! | #DIV/0! | #DIV/0! | #DIV/0!
0 | 0 | 0 | 0 | #DIV/0! | #DIV/0! | #DIV/0! | #DIV/0!
0 | 0 | 0 | 0 | #DIV/0! | #DIV/0! | #DIV/0! | #DIV/0!
0 | 0 | 0 | 0 | #DIV/0! | #DIV/0! | #DIV/0! | #DIV/0!
0 | 0 | 0 | 0 | #DIV/0! | #DIV/0! | #DIV/0! | #DIV/0!
0 | 0 | 0 | 0 | #DIV/0! | #DIV/0! | #DIV/0! | #DIV/0!
0 | 0 | 0 | 0 | #DIV/0! | #DIV/0! | #DIV/0! | #DIV/0!
0 | 0 | 0 | 0 | #DIV/0! | #DIV/0! | #DIV/0! | #DIV/0!
0 | 0 | 0 | 0 | #DIV/0! | #DIV/0! | #DIV/0! | #DIV/0!
0 | 0 | 0 | 0 | #DIV/0! | #DIV/0! | #DIV/0! | #DIV/0!
0 | 0 | 0 | 0 | #DIV/0! | #DIV/0! | #DIV/0! | #DIV/0!
0 | 0 | 0 | 0 | #DIV/0! | #DIV/0! | #DIV/0! | #DIV/0!
0 | 0 | 0 | 0 | #DIV/0! | #DIV/0! | #DIV/0! | #DIV/0!
0 | 0 | 0 | 0 | #DIV/0! | #DIV/0! | #DIV/0! | #DIV/0!
0 | 0 | 0 | 0 | #DIV/0! | #DIV/0! | #DIV/0! | #DIV/0!
0 | 0 | 0 | 0 | #DIV/0! | #DIV/0! | #DIV/0! | #DIV/0!
0 | 0 | 0 | 0 | #DIV/0! | #DIV/0! | #DIV/0! | #DIV/0!
0 | 0 | 0 | 0 | #DIV/0! | #DIV/0! | #DIV/0! | #DIV/0!
0 | 0 | 0 | 0 | #DIV/0! | #DIV/0! | #DIV/0! | #DIV/0!
0 | 0 | 0 | 0 | #DIV/0! | #DIV/0! | #DIV/0! | #DIV/0!
0 | 0 | 0 | 0 | #DIV/0! | #DIV/0! | #DIV/0! | #DIV/0!
0 | 0 | 0 | 0 | #DIV/0! | #DIV/0! | #DIV/0! | #DIV/0!
0 | 0 | 0 | 0 | #DIV/0! | #DIV/0! | #DIV/0! | #DIV/0!
0 | 0 | 0 | 0 | #DIV/0! | #DIV/0! | #DIV/0! | #DIV/0!
0 | 0 | 0 | 0 | #DIV/0! | #DIV/0! | #DIV/0! | #DIV/0!
0 | 0 | 0 | 0 | #DIV/0! | #DIV/0! | #DIV/0! | #DIV/0!
0 | 0 | 0 | 0 | #DIV/0! | #DIV/0! | #DIV/0! | #DIV/0!
0 | 0 | 0 | 0 | #DIV/0! | #DIV/0! | #DIV/0! | #DIV/0!
0 | 0 | 0 | 0 | #DIV/0! | #DIV/0! | #DIV/0! | #DIV/0!
0 | 0 | 0 | 0 | #DIV/0! | #DIV/0! | #DIV/0! | #DIV/0!
0 | 0 | 0 | 0 | #DIV/0! | #DIV/0! | #DIV/0! | #DIV/0!
0 | 0 | 0 | 0 | #DIV/0! | #DIV/0! | #DIV/0! | #DIV/0!
0 | 0 | 0 | 0 | #DIV/0! | #DIV/0! | #DIV/0! | #DIV/0!
0 | 0 | 0 | 0 | #DIV/0! | #DIV/0! | #DIV/0! | #DIV/0!
0 | 0 | 0 | 0 | #DIV/0! | #DIV/0! | #DIV/0! | #DIV/0!
0 | 0 | 0 | 0 | #DIV/0! | #DIV/0! | #DIV/0! | #DIV/0!
0 | 0 | 0 | 0 | #DIV/0! | #DIV/0! | #DIV/0! | #DIV/0!
0 | 0 | 0 | 0 | #DIV/0! | #DIV/0! | #DIV/0! | #DIV/0!
0 | 0 | 0 | 0 | #DIV/0! | #DIV/0! | #DIV/0! | #DIV/0!
0 | 0 | 0 | 0 | #DIV/0! | #DIV/0! | #DIV/0! | #DIV/0!
0 | 0 | 0 | 0 | #DIV/0! | #DIV/0! | #DIV/0! | #DIV/0!
0 | 0 | 0 | 0 | #DIV/0! | #DIV/0! | #DIV/0! | #DIV/0!
0 | 0 | 0 | 0 | #DIV/0! | #DIV/0! | #DIV/0! | #DIV/0!
0 | 0 | 0 | 0 | #DIV/0! | #DIV/0! | #DIV/0! | #DIV/0!
0 | 0 | 0 | 0 | #DIV/0! | #DIV/0! | #DIV/0! | #DIV/0!
0 | 0 | 0 | 0 | #DIV/0! | #DIV/0! | #DIV/0! | #DIV/0!
0 | 0 | 0 | 0 | #DIV/0! | #DIV/0! | #DIV/0! | #DIV/0!
0 | 0 | 0 | 0 | #DIV/0! | #DIV/0! | #DIV/0! | #DIV/0!
0 | 0 | 0 | 0 | #DIV/0! | #DIV/0! | #DIV/0! | #DIV/0!
0 | 0 | 0 | 0 | #DIV/0! | #DIV/0! | #DIV/0! | #DIV/0!
0 | 0 | 0 | 0 | #DIV/0! | #DIV/0! | #DIV/0! | #DIV/0!
0 | 0 | 0 | 0 | #DIV/0! | #DIV/0! | #DIV/0! | #DIV/0!
0 | 0 | 0 | 0 | #DIV/0! | #DIV/0! | #DIV/0! | #DIV/0!
0 | 0 | 0 | 0 | #DIV/0! | #DIV/0! | #DIV/0! | #DIV/0!
0 | 0 | 0 | 0 | #DIV/0! | #DIV/0! | #DIV/0! | #DIV/0!
0 | 0 | 0 | 0 | #DIV/0! | #DIV/0! | #DIV/0! | #DIV/0!
0 | 0 | 0 | 0 | #DIV/0! | #DIV/0! | #DIV/0! | #DIV/0!
0 | 0 | 0 | 0 | #DIV/0! | #DIV/0! | #DIV/0! | #DIV/0!
0 | 0 | 0 | 0 | #DIV/0! | #DIV/0! | #DIV/0! | #DIV/0!
0 | 0 | 0 | 0 | #DIV/0! | #DIV/0! | #DIV/0! | #DIV/0!
0 | 0 | 0 | 0 | #DIV/0! | #DIV/0! | #DIV/0! | #DIV/0!
0 | 0 | 0 | 0 | #DIV/0! | #DIV/0! | #DIV/0! | #DIV/0!
0 | 0 | 0 | 0 | #DIV/0! | #DIV/0! | #DIV/0! | #DIV/0!
0 | 0 | 0 | 0 | #DIV/0! | #DIV/0! | #DIV/0! | #DIV/0!
0 | 0 | 0 | 0 | #DIV/0! | #DIV/0! | #DIV/0! | #DIV/0!
0 | 0 | 0 | 0 | #DIV/0! | #DIV/0! | #DIV/0! | #DIV/0!
0 | 0 | 0 | 0 | #DIV/0! | #DIV/0! | #DIV/0! | #DIV/0!
0 | 0 | 0 | 0 | #DIV/0! | #DIV/0! | #DIV/0! | #DIV/0!
0 | 0 | 0 | 0 | #DIV/0! | #DIV/0! | #DIV/0! | #DIV/0!
0 | 0 | 0 | 0 | #DIV/0! | #DIV/0! | #DIV/0! | #DIV/0!
0 | 0 | 0 | 0 | #DIV/0! | #DIV/0! | #DIV/0! | #DIV/0!
0 | 0 | 0 | 0 | #DIV/0! | #DIV/0! | #DIV/0! | #DIV/0!
0 | 0 | 0 | 0 | #DIV/0! | #DIV/0! | #DIV/0! | #DIV/0!
0 | 0 | 0 | 0 | #DIV/0! | #DIV/0! | #DIV/0! | #DIV/0!
0 | 0 | 0 | 0 | #DIV/0! | #DIV/0! | #DIV/0! | #DIV/0!
0 | 0 | 0 | 0 | #DIV/0! | #DIV/0! | #DIV/0! | #DIV/0!
0 | 0 | 0 | 0 | #DIV/0! | #DIV/0! | #DIV/0! | #DIV/0!
0 | 0 | 0 | 0 | #DIV/0! | #DIV/0! | #DIV/0! | #DIV/0!
0 | 0 | 0 | 0 | #DIV/0! | #DIV/0! | #DIV/0! | #DIV/0!
0 | 0 | 0 | 0 | #DIV/0! | #DIV/0! | #DIV/0! | #DIV/0!
0 | 0 | 0 | 0 | #DIV/0! | #DIV/0! | #DIV/0! | #DIV/0!
0 | 0 | 0 | 0 | #DIV/0! | #DIV/0! | #DIV/0! | #DIV/0!
0 | 0 | 0 | 0 | #DIV/0! | #DIV/0! | #DIV/0! | #DIV/0!
0 | 0 | 0 | 0 | #DIV/0! | #DIV/0! | #DIV/0! | #DIV/0!
0 | 0 | 0 | 0 | #DIV/0! | #DIV/0! | #DIV/0! | #DIV/0!
0 | 0 | 0 | 0 | #DIV/0! | #DIV/0! | #DIV/0! | #DIV/0!
0 | 0 | 0 | 0 | #DIV/0! | #DIV/0! | #DIV/0! | #DIV/0!
0 | 0 | 0 | 0 | #DIV/0! | #DIV/0! | #DIV/0! | #DIV/0!
0 | 0 | 0 | 0 | #DIV/0! | #DIV/0! | #DIV/0! | #DIV/0!
0 | 0 | 0 | 0 | #DIV/0! | #DIV/0! | #DIV/0! | #DIV/0!
0 | 0 | 0 | 0 | #DIV/0! | #DIV/0! | #DIV/0! | #DIV/0!
0 | 0 | 0 | 0 | #DIV/0! | #DIV/0! | #DIV/0! | #DIV/0!
0 | 0 | 0 | 0 | #DIV/0! | #DIV/0! | #DIV/0! | #DIV/0!
0 | 0 | 0 | 0 | #DIV/0! | #DIV/0! | #DIV/0! | #DIV/0!
0 | 0 | 0 | 0 | #DIV/0! | #DIV/0! | #DIV/0! | #DIV/0!
0 | 0 | 0 | 0 | #DIV/0! | #DIV/0! | #DIV/0! | #DIV/0!
0 | 0 | 0 | 0 | #DIV/0! | #DIV/0! | #DIV/0! | #DIV/0!
0 | 0 | 0 | 0 | #DIV/0! | #DIV/0! | #DIV/0! | #DIV/0!
0 | 0 | 0 | 0 | #DIV/0! | #DIV/0! | #DIV/0! | #DIV/0!
0 | 0 | 0 | 0 | #DIV/0! | #DIV/0! | #DIV/0! | #DIV/0!
0 | 0 | 0 | 0 | #DIV/0! | #DIV/0! | #DIV/0! | #DIV/0!
0 | 0 | 0 | 0 | #DIV/0! | #DIV/0! | #DIV/0! | #DIV/0!
0 | 0 | 0 | 0 | #DIV/0! | #DIV/0! | #DIV/0! | #DIV/0!
0 | 0 | 0 | 0 | #DIV/0! | #DIV/0! | #DIV/0! | #DIV/0!
0 | 0 | 0 | 0 | #DIV/0! | #DIV/0! | #DIV/0! | #DIV/0!
0 | 0 | 0 | 0 | #DIV/0! | #DIV/0! | #DIV/0! | #DIV/0!
0 | 0 | 0 | 0 | #DIV/0! | #DIV/0! | #DIV/0! | #DIV/0!
0 | 0 | 0 | 0 | #DIV/0! | #DIV/0! | #DIV/0! | #DIV/0!
0 | 0 | 0 | 0 | #DIV/0! | #DIV/0! | #DIV/0! | #DIV/0!
0 | 0 | 0 | 0 | #DIV/0! | #DIV/0! | #DIV/0! | #DIV/0!
0 | 0 | 0 | 0 | #DIV/0! | #DIV/0! | #DIV/0! | #DIV/0!
0 | 0 | 0 | 0 | #DIV/0! | #DIV/0! | #DIV/0! | #DIV/0!
0 | 0 | 0 | 0 | #DIV/0! | #DIV/0! | #DIV/0! | #DIV/0!
0 | 0 | 0 | 0 | #DIV/0! | #DIV/0! | #DIV/0! | #DIV/0!
0 | 0 | 0 | 0 | #DIV/0! | #DIV/0! | #DIV/0! | #DIV/0!
0 | 0 | 0 | 0 | #DIV/0! | #DIV/0! | #DIV/0! | #DIV/0!
0 | 0 | 0 | 0 | #DIV/0! | #DIV/0! | #DIV/0! | #DIV/0!
0 | 0 | 0 | 0 | #DIV/0! | #DIV/0! | #DIV/0! | #DIV/0!
0 | 0 | 0 | 0 | #DIV/0! | #DIV/0! | #DIV/0! | #DIV/0!
0 | 0 | 0 | 0 | #DIV/0! | #DIV/0! | #DIV/0! | #DIV/0!
0 | 0 | 0 | 0 | #DIV/0! | #DIV/0! | #DIV/0! | #DIV/0!
0 | 0 | 0 | 0 | #DIV/0! | #DIV/0! | #DIV/0! | #DIV/0!
0 | 0 | 0 | 0 | #DIV/0! | #DIV/0! | #DIV/0! | #DIV/0!
0 | 0 | 0 | 0 | #DIV/0! | #DIV/0! | #DIV/0! | #DIV/0!
0 | 0 | 0 | 0 | #DIV/0! | #DIV/0! | #DIV/0! | #DIV/0!
0 | 0 | 0 | 0 | #DIV/0! | #DIV/0! | #DIV/0! | #DIV/0!
0 | 0 | 0 | 0 | #DIV/0! | #DIV/0! | #DIV/0! | #DIV/0!
0 | 0 | 0 | 0 | #DIV/0! | #DIV/0! | #DIV/0! | #DIV/0!
0 | 0 | 0 | 0 | #DIV/0! | #DIV/0! | #DIV/0! | #DIV/0!
0 | 0 | 0 | 0 | #DIV/0! | #DIV/0! | #DIV/0! | #DIV/0!
0 | 0 | 0 | 0 | #DIV/0! | #DIV/0! | #DIV/0! | #DIV/0!
0 | 0 | 0 | 0 | #DIV/0! | #DIV/0! | #DIV/0! | #DIV/0!
0 | 0 | 0 | 0 | #DIV/0! | #DIV/0! | #DIV/0! | #DIV/0!
0 | 0 | 0 | 0 | #DIV/0! | #DIV/0! | #DIV/0! | #DIV/0!
0 | 0 | 0 | 0 | #DIV/0! | #DIV/0! | #DIV/0! | #DIV/0!
0 | 0 | 0 | 0 | #DIV/0! | #DIV/0! | #DIV/0! | #DIV/0!
0 | 0 | 0 | 0 | #DIV/0! | #DIV/0! | #DIV/0! | #DIV/0!
0 | 0 | 0 | 0 | #DIV/0! | #DIV/0! | #DIV/0! | #DIV/0!
0 | 0 | 0 | 0 | #DIV/0! | #DIV/0! | #DIV/0! | #DIV/0!
0 | 0 | 0 | 0 | #DIV/0! | #DIV/0! | #DIV/0! | #DIV/0!
0 | 0 | 0 | 0 | #DIV/0! | #DIV/0! | #DIV/0! | #DIV/0!
0 | 0 | 0 | 0 | #DIV/0! | #DIV/0! | #DIV/0! | #DIV/0!
0 | 0 | 0 | 0 | #DIV/0! | #DIV/0! | #DIV/0! | #DIV/0!
0 | 0 | 0 | 0 | #DIV/0! | #DIV/0! | #DIV/0! | #DIV/0!
0 | 0 | 0 | 0 | #DIV/0! | #DIV/0! | #DIV/0! | #DIV/0!
0 | 0 | 0 | 0 | #DIV/0! | #DIV/0! | #DIV/0! | #DIV/0!
0 | 0 | 0 | 0 | #DIV/0! | #DIV/0! | #DIV/0! | #DIV/0!
0 | 0 | 0 | 0 | #DIV/0! | #DIV/0! | #DIV/0! | #DIV/0!
0 | 0 | 0 | 0 | #DIV/0! | #DIV/0! | #DIV/0! | #DIV/0!
0 | 0 | 0 | 0 | #DIV/0! | #DIV/0! | #DIV/0! | #DIV/0!
0 | 0 | 0 | 0 | #DIV/0! | #DIV/0! | #DIV/0! | #DIV/0!
0 | 0 | 0 | 0 | #DIV/0! | #DIV/0! | #DIV/0! | #DIV/0!
0 | 0 | 0 | 0 | #DIV/0! | #DIV/0! | #DIV/0! | #DIV/0!
0 | 0 | 0 | 0 | #DIV/0! | #DIV/0! | #DIV/0! | #DIV/0!
0 | 0 | 0 | 0 | #DIV/0! | #DIV/0! | #DIV/0! | #DIV/0!
0 | 0 | 0 | 0 | #DIV/0! | #DIV/0! | #DIV/0! | #DIV/0!
0 | 0 | 0 | 0 | #DIV/0! | #DIV/0! | #DIV/0! | #DIV/0!
0 | 0 | 0 | 0 | #DIV/0! | #DIV/0! | #DIV/0! | #DIV/0!
0 | 0 | 0 | 0 | #DIV/0! | #DIV/0! | #DIV/0! | #DIV/0!
0 | 0 | 0 | 0 | #DIV/0! | #DIV/0! | #DIV/0! | #DIV/0!
0 | 0 | 0 | 0 | #DIV/0! | #DIV/0! | #DIV/0! | #DIV/0!
0 | 0 | 0 | 0 | #DIV/0! | #DIV/0! | #DIV/0! | #DIV/0!
0 | 0 | 0 | 0 | #DIV/0! | #DIV/0! | #DIV/0! | #DIV/0!
0 | 0 | 0 | 0 | #DIV/0! | #DIV/0! | #DIV/0! | #DIV/0!
0 | 0 | 0 | 0 | #DIV/0! | #DIV/0! | #DIV/0! | #DIV/0!
0 | 0 | 0 | 0 | #DIV/0! | #DIV/0! | #DIV/0! | #DIV/0!
0 | 0 | 0 | 0 | #DIV/0! | #DIV/0! | #DIV/0! | #DIV/0!
0 | 0 | 0 | 0 | #DIV/0! | #DIV/0! | #DIV/0! | #DIV/0!
0 | 0 | 0 | 0 | #DIV/0! | #DIV/0! | #DIV/0! | #DIV/0!
0 | 0 | 0 | 0 | #DIV/0! | #DIV/0! | #DIV/0! | #DIV/0!
0 | 0 | 0 | 0 | #DIV/0! | #DIV/0! | #DIV/0! | #DIV/0!
0 | 0 | 0 | 0 | #DIV/0! | #DIV/0! | #DIV/0! | #DIV/0!
0 | 0 | 0 | 0 | #DIV/0! | #DIV/0! | #DIV/0! | #DIV/0!
0 | 0 | 0 | 0 | #DIV/0! | #DIV/0! | #DIV/0! | #DIV/0!
0 | 0 | 0 | 0 | #DIV/0! | #DIV/0! | #DIV/0! | #DIV/0!
0 | 0 | 0 | 0 | #DIV/0! | #DIV/0! | #DIV/0! | #DIV/0!
0 | 0 | 0 | 0 | #DIV/0! | #DIV/0! | #DIV/0! | #DIV/0!
0 | 0 | 0 | 0 | #DIV/0! | #DIV/0! | #DIV/0! | #DIV/0!
0 | 0 | 0 | 0 | #DIV/0! | #DIV/0! | #DIV/0! | #DIV/0!
0 | 0 | 0 | 0 | #DIV/0! | #DIV/0! | #DIV/0! | #DIV/0!
0 | 0 | 0 | 0 | #DIV/0! | #DIV/0! | #DIV/0! | #DIV/0!

## Sound Pressure (hidden)
|  |  |  | sound power spectrum [Hz] | [7 empty] | sound power spectrum [Hz] | [7 empty] | perimeter | cross section | sound attenuation [Hz] | [7 empty] | limit freq. | midband | sound attenuation [Hz] | [7 empty] | sound attenuation [Hz] | [7 empty] | sound attenuation [Hz] | [7 empty] | sound attenuation [Hz] | [7 empty] | sound attenuation [Hz] | [7 empty] | sound pressure [Hz] | [7 empty] | sound pressure Lp |  | sound power spectrum [Hz] | [7 empty] | sound pressure [Hz] | [7 empty] | sound pressure Lp |  | sound power spectrum [Hz]
Flow rate | W | H | Hintern | discharge noise | [7 empty] | radiated noise | [7 empty] | P | A | unlined rectangular duct of 3 m | [7 empty] | fG | pos. relative | unlined rectangular bend | [7 empty] | end reflection | [7 empty] | environmental adjustment factor | [7 empty] | room attenuation - discharge noise | [7 empty] | ceiling - radiation noise | [7 empty] | discharge noise [dB] | [7 empty] | discharge |  | discharge noise [NR] | [7 empty] | radiated noise [dB] | [7 empty] | radiated |  | radiated noise [NR]
[m³/h] | [m] | [m] | [m] | 63 | 125 | 250 | 500 | 1000 | 2000 | 4000 | 8000 | 63 | 125 | 250 | 500 | 1000 | 2000 | 4000 | 8000 | [m] | [m] | 63 | 125 | 250 | 500 | 1000 | 2000 | 4000 | 8000 | [Hz] | to 125 Hz | 63 | 125 | 250 | 500 | 1000 | 2000 | 4000 | 8000 | 63 | 125 | 250 | 500 | 1000 | 2000 | 4000 | 8000 | 63 | 125 | 250 | 500 | 1000 | 2000 | 4000 | 8000 | 63 | 125 | 250 | 500 | 1000 | 2000 | 4000 | 8000 | 63 | 125 | 250 | 500 | 1000 | 2000 | 4000 | 8000 | 63 | 125 | 250 | 500 | 1000 | 2000 | 4000 | 8000 | dB(A) | NR | 63 | 125 | 250 | 500 | 1000 | 2000 | 4000 | 8000 | 63 | 125 | 250 | 500 | 1000 | 2000 | 4000 | 8000 | dB(A) | NR | 63 | 125 | 250 | 500 | 1000 | 2000 | 4000 | 8000
600 | 0.15 | 0.15 | 0.2 | 62.4011 | 57.3159 | 52.3916 | 47.6886 | 43.2068 | 38.9464 | 34.9072 | 31.0894 | 45.391 | 50.6083 | 43.8923 | 39.0204 | 35.3405 | 30.8507 | 26.8943 | 24.6615 | 0.6 | 0.0225 | 1.8687 | 1.9393 | 1.4751 | 0.98522 | 0.92213 | 0.92213 | 0.92213 | 0.92213 | 1144 | 3 | 0 | 0 | 0 | 1 | 2 | 3 | 3 | 3 | 17.2819 | 11.5627 | 6.3676 | 2.632 | 0.82172 | 0.22046 | 0.056173 | 0.014111 | 4 | 2 | 1 | 0 | 0 | 0 | 0 | 0 | 10.6939 | 10.6939 | 10.6939 | 10.6939 | 10.6939 | 10.6939 | 10.6939 | 10.6939 | 10.6939 | 13.6939 | 21.6939 | 29.6939 | 33.6939 | 33.6939 | 33.6939 | 33.6939 | 28.5566 | 31.1201 | 32.855 | 32.3774 | 28.7691 | 24.1099 | 20.235 | 16.4592 | 33.7792 | 28.7691 | -8.7891 | 10.4828 | 22.4247 | 28.3136 | 28.7691 | 27.2019 | 25.6927 | 23.7468 | 30.6971 | 34.9143 | 21.1984 | 9.3265 | 1.6466 | 0 | 0 | 0 | 20.2542 | 14.8441 | -6.0796 | 14.8441 | 9.8907 | 4.6474 | 1.6466 | 3.4483 | 5.9512 | 7.767
0 | 0 | 0 | 0 | #DIV/0! | #DIV/0! | #DIV/0! | #DIV/0! | #DIV/0! | #DIV/0! | #DIV/0! | #DIV/0! | #DIV/0! | #DIV/0! | #DIV/0! | #DIV/0! | #DIV/0! | #DIV/0! | #DIV/0! | #DIV/0! | 0 | 0 | #DIV/0! | #DIV/0! | #DIV/0! | #DIV/0! | #DIV/0! | #DIV/0! | #DIV/0! | #DIV/0! | #DIV/0! | #DIV/0! | #DIV/0! | #DIV/0! | #DIV/0! | #DIV/0! | #DIV/0! | #DIV/0! | #DIV/0! | #DIV/0! | #DIV/0! | #DIV/0! | #DIV/0! | #DIV/0! | #DIV/0! | #DIV/0! | #DIV/0! | #DIV/0! | 4 | 2 | 1 | 0 | 0 | 0 | 0 | 0 | 10.6939 | 10.6939 | 10.6939 | 10.6939 | 10.6939 | 10.6939 | 10.6939 | 10.6939 | 10.6939 | 13.6939 | 21.6939 | 29.6939 | 33.6939 | 33.6939 | 33.6939 | 33.6939 | #DIV/0! | #DIV/0! | #DIV/0! | #DIV/0! | #DIV/0! | #DIV/0! | #DIV/0! | #DIV/0! | #DIV/0! | #DIV/0! | #DIV/0! | #DIV/0! | #DIV/0! | #DIV/0! | #DIV/0! | #DIV/0! | #DIV/0! | #DIV/0! | #DIV/0! | #DIV/0! | #DIV/0! | #DIV/0! | #DIV/0! | #DIV/0! | #DIV/0! | #DIV/0! | #DIV/0! | #DIV/0! | #DIV/0! | #DIV/0! | #DIV/0! | #DIV/0! | #DIV/0! | #DIV/0! | #DIV/0! | #DIV/0!
0 | 0 | 0 | 0 | #DIV/0! | #DIV/0! | #DIV/0! | #DIV/0! | #DIV/0! | #DIV/0! | #DIV/0! | #DIV/0! | #DIV/0! | #DIV/0! | #DIV/0! | #DIV/0! | #DIV/0! | #DIV/0! | #DIV/0! | #DIV/0! | 0 | 0 | #DIV/0! | #DIV/0! | #DIV/0! | #DIV/0! | #DIV/0! | #DIV/0! | #DIV/0! | #DIV/0! | #DIV/0! | #DIV/0! | #DIV/0! | #DIV/0! | #DIV/0! | #DIV/0! | #DIV/0! | #DIV/0! | #DIV/0! | #DIV/0! | #DIV/0! | #DIV/0! | #DIV/0! | #DIV/0! | #DIV/0! | #DIV/0! | #DIV/0! | #DIV/0! | 4 | 2 | 1 | 0 | 0 | 0 | 0 | 0 | 10.6939 | 10.6939 | 10.6939 | 10.6939 | 10.6939 | 10.6939 | 10.6939 | 10.6939 | 10.6939 | 13.6939 | 21.6939 | 29.6939 | 33.6939 | 33.6939 | 33.6939 | 33.6939 | #DIV/0! | #DIV/0! | #DIV/0! | #DIV/0! | #DIV/0! | #DIV/0! | #DIV/0! | #DIV/0! | #DIV/0! | #DIV/0! | #DIV/0! | #DIV/0! | #DIV/0! | #DIV/0! | #DIV/0! | #DIV/0! | #DIV/0! | #DIV/0! | #DIV/0! | #DIV/0! | #DIV/0! | #DIV/0! | #DIV/0! | #DIV/0! | #DIV/0! | #DIV/0! | #DIV/0! | #DIV/0! | #DIV/0! | #DIV/0! | #DIV/0! | #DIV/0! | #DIV/0! | #DIV/0! | #DIV/0! | #DIV/0!
0 | 0 | 0 | 0 | #DIV/0! | #DIV/0! | #DIV/0! | #DIV/0! | #DIV/0! | #DIV/0! | #DIV/0! | #DIV/0! | #DIV/0! | #DIV/0! | #DIV/0! | #DIV/0! | #DIV/0! | #DIV/0! | #DIV/0! | #DIV/0! | 0 | 0 | #DIV/0! | #DIV/0! | #DIV/0! | #DIV/0! | #DIV/0! | #DIV/0! | #DIV/0! | #DIV/0! | #DIV/0! | #DIV/0! | #DIV/0! | #DIV/0! | #DIV/0! | #DIV/0! | #DIV/0! | #DIV/0! | #DIV/0! | #DIV/0! | #DIV/0! | #DIV/0! | #DIV/0! | #DIV/0! | #DIV/0! | #DIV/0! | #DIV/0! | #DIV/0! | 4 | 2 | 1 | 0 | 0 | 0 | 0 | 0 | 10.6939 | 10.6939 | 10.6939 | 10.6939 | 10.6939 | 10.6939 | 10.6939 | 10.6939 | 10.6939 | 13.6939 | 21.6939 | 29.6939 | 33.6939 | 33.6939 | 33.6939 | 33.6939 | #DIV/0! | #DIV/0! | #DIV/0! | #DIV/0! | #DIV/0! | #DIV/0! | #DIV/0! | #DIV/0! | #DIV/0! | #DIV/0! | #DIV/0! | #DIV/0! | #DIV/0! | #DIV/0! | #DIV/0! | #DIV/0! | #DIV/0! | #DIV/0! | #DIV/0! | #DIV/0! | #DIV/0! | #DIV/0! | #DIV/0! | #DIV/0! | #DIV/0! | #DIV/0! | #DIV/0! | #DIV/0! | #DIV/0! | #DIV/0! | #DIV/0! | #DIV/0! | #DIV/0! | #DIV/0! | #DIV/0! | #DIV/0!
0 | 0 | 0 | 0 | #DIV/0! | #DIV/0! | #DIV/0! | #DIV/0! | #DIV/0! | #DIV/0! | #DIV/0! | #DIV/0! | #DIV/0! | #DIV/0! | #DIV/0! | #DIV/0! | #DIV/0! | #DIV/0! | #DIV/0! | #DIV/0! | 0 | 0 | #DIV/0! | #DIV/0! | #DIV/0! | #DIV/0! | #DIV/0! | #DIV/0! | #DIV/0! | #DIV/0! | #DIV/0! | #DIV/0! | #DIV/0! | #DIV/0! | #DIV/0! | #DIV/0! | #DIV/0! | #DIV/0! | #DIV/0! | #DIV/0! | #DIV/0! | #DIV/0! | #DIV/0! | #DIV/0! | #DIV/0! | #DIV/0! | #DIV/0! | #DIV/0! | 4 | 2 | 1 | 0 | 0 | 0 | 0 | 0 | 10.6939 | 10.6939 | 10.6939 | 10.6939 | 10.6939 | 10.6939 | 10.6939 | 10.6939 | 10.6939 | 13.6939 | 21.6939 | 29.6939 | 33.6939 | 33.6939 | 33.6939 | 33.6939 | #DIV/0! | #DIV/0! | #DIV/0! | #DIV/0! | #DIV/0! | #DIV/0! | #DIV/0! | #DIV/0! | #DIV/0! | #DIV/0! | #DIV/0! | #DIV/0! | #DIV/0! | #DIV/0! | #DIV/0! | #DIV/0! | #DIV/0! | #DIV/0! | #DIV/0! | #DIV/0! | #DIV/0! | #DIV/0! | #DIV/0! | #DIV/0! | #DIV/0! | #DIV/0! | #DIV/0! | #DIV/0! | #DIV/0! | #DIV/0! | #DIV/0! | #DIV/0! | #DIV/0! | #DIV/0! | #DIV/0! | #DIV/0!
0 | 0 | 0 | 0 | #DIV/0! | #DIV/0! | #DIV/0! | #DIV/0! | #DIV/0! | #DIV/0! | #DIV/0! | #DIV/0! | #DIV/0! | #DIV/0! | #DIV/0! | #DIV/0! | #DIV/0! | #DIV/0! | #DIV/0! | #DIV/0! | 0 | 0 | #DIV/0! | #DIV/0! | #DIV/0! | #DIV/0! | #DIV/0! | #DIV/0! | #DIV/0! | #DIV/0! | #DIV/0! | #DIV/0! | #DIV/0! | #DIV/0! | #DIV/0! | #DIV/0! | #DIV/0! | #DIV/0! | #DIV/0! | #DIV/0! | #DIV/0! | #DIV/0! | #DIV/0! | #DIV/0! | #DIV/0! | #DIV/0! | #DIV/0! | #DIV/0! | 4 | 2 | 1 | 0 | 0 | 0 | 0 | 0 | 10.6939 | 10.6939 | 10.6939 | 10.6939 | 10.6939 | 10.6939 | 10.6939 | 10.6939 | 10.6939 | 13.6939 | 21.6939 | 29.6939 | 33.6939 | 33.6939 | 33.6939 | 33.6939 | #DIV/0! | #DIV/0! | #DIV/0! | #DIV/0! | #DIV/0! | #DIV/0! | #DIV/0! | #DIV/0! | #DIV/0! | #DIV/0! | #DIV/0! | #DIV/0! | #DIV/0! | #DIV/0! | #DIV/0! | #DIV/0! | #DIV/0! | #DIV/0! | #DIV/0! | #DIV/0! | #DIV/0! | #DIV/0! | #DIV/0! | #DIV/0! | #DIV/0! | #DIV/0! | #DIV/0! | #DIV/0! | #DIV/0! | #DIV/0! | #DIV/0! | #DIV/0! | #DIV/0! | #DIV/0! | #DIV/0! | #DIV/0!
0 | 0 | 0 | 0 | #DIV/0! | #DIV/0! | #DIV/0! | #DIV/0! | #DIV/0! | #DIV/0! | #DIV/0! | #DIV/0! | #DIV/0! | #DIV/0! | #DIV/0! | #DIV/0! | #DIV/0! | #DIV/0! | #DIV/0! | #DIV/0! | 0 | 0 | #DIV/0! | #DIV/0! | #DIV/0! | #DIV/0! | #DIV/0! | #DIV/0! | #DIV/0! | #DIV/0! | #DIV/0! | #DIV/0! | #DIV/0! | #DIV/0! | #DIV/0! | #DIV/0! | #DIV/0! | #DIV/0! | #DIV/0! | #DIV/0! | #DIV/0! | #DIV/0! | #DIV/0! | #DIV/0! | #DIV/0! | #DIV/0! | #DIV/0! | #DIV/0! | 4 | 2 | 1 | 0 | 0 | 0 | 0 | 0 | 10.6939 | 10.6939 | 10.6939 | 10.6939 | 10.6939 | 10.6939 | 10.6939 | 10.6939 | 10.6939 | 13.6939 | 21.6939 | 29.6939 | 33.6939 | 33.6939 | 33.6939 | 33.6939 | #DIV/0! | #DIV/0! | #DIV/0! | #DIV/0! | #DIV/0! | #DIV/0! | #DIV/0! | #DIV/0! | #DIV/0! | #DIV/0! | #DIV/0! | #DIV/0! | #DIV/0! | #DIV/0! | #DIV/0! | #DIV/0! | #DIV/0! | #DIV/0! | #DIV/0! | #DIV/0! | #DIV/0! | #DIV/0! | #DIV/0! | #DIV/0! | #DIV/0! | #DIV/0! | #DIV/0! | #DIV/0! | #DIV/0! | #DIV/0! | #DIV/0! | #DIV/0! | #DIV/0! | #DIV/0! | #DIV/0! | #DIV/0!
0 | 0 | 0 | 0 | #DIV/0! | #DIV/0! | #DIV/0! | #DIV/0! | #DIV/0! | #DIV/0! | #DIV/0! | #DIV/0! | #DIV/0! | #DIV/0! | #DIV/0! | #DIV/0! | #DIV/0! | #DIV/0! | #DIV/0! | #DIV/0! | 0 | 0 | #DIV/0! | #DIV/0! | #DIV/0! | #DIV/0! | #DIV/0! | #DIV/0! | #DIV/0! | #DIV/0! | #DIV/0! | #DIV/0! | #DIV/0! | #DIV/0! | #DIV/0! | #DIV/0! | #DIV/0! | #DIV/0! | #DIV/0! | #DIV/0! | #DIV/0! | #DIV/0! | #DIV/0! | #DIV/0! | #DIV/0! | #DIV/0! | #DIV/0! | #DIV/0! | 4 | 2 | 1 | 0 | 0 | 0 | 0 | 0 | 10.6939 | 10.6939 | 10.6939 | 10.6939 | 10.6939 | 10.6939 | 10.6939 | 10.6939 | 10.6939 | 13.6939 | 21.6939 | 29.6939 | 33.6939 | 33.6939 | 33.6939 | 33.6939 | #DIV/0! | #DIV/0! | #DIV/0! | #DIV/0! | #DIV/0! | #DIV/0! | #DIV/0! | #DIV/0! | #DIV/0! | #DIV/0! | #DIV/0! | #DIV/0! | #DIV/0! | #DIV/0! | #DIV/0! | #DIV/0! | #DIV/0! | #DIV/0! | #DIV/0! | #DIV/0! | #DIV/0! | #DIV/0! | #DIV/0! | #DIV/0! | #DIV/0! | #DIV/0! | #DIV/0! | #DIV/0! | #DIV/0! | #DIV/0! | #DIV/0! | #DIV/0! | #DIV/0! | #DIV/0! | #DIV/0! | #DIV/0!
0 | 0 | 0 | 0 | #DIV/0! | #DIV/0! | #DIV/0! | #DIV/0! | #DIV/0! | #DIV/0! | #DIV/0! | #DIV/0! | #DIV/0! | #DIV/0! | #DIV/0! | #DIV/0! | #DIV/0! | #DIV/0! | #DIV/0! | #DIV/0! | 0 | 0 | #DIV/0! | #DIV/0! | #DIV/0! | #DIV/0! | #DIV/0! | #DIV/0! | #DIV/0! | #DIV/0! | #DIV/0! | #DIV/0! | #DIV/0! | #DIV/0! | #DIV/0! | #DIV/0! | #DIV/0! | #DIV/0! | #DIV/0! | #DIV/0! | #DIV/0! | #DIV/0! | #DIV/0! | #DIV/0! | #DIV/0! | #DIV/0! | #DIV/0! | #DIV/0! | 4 | 2 | 1 | 0 | 0 | 0 | 0 | 0 | 10.6939 | 10.6939 | 10.6939 | 10.6939 | 10.6939 | 10.6939 | 10.6939 | 10.6939 | 10.6939 | 13.6939 | 21.6939 | 29.6939 | 33.6939 | 33.6939 | 33.6939 | 33.6939 | #DIV/0! | #DIV/0! | #DIV/0! | #DIV/0! | #DIV/0! | #DIV/0! | #DIV/0! | #DIV/0! | #DIV/0! | #DIV/0! | #DIV/0! | #DIV/0! | #DIV/0! | #DIV/0! | #DIV/0! | #DIV/0! | #DIV/0! | #DIV/0! | #DIV/0! | #DIV/0! | #DIV/0! | #DIV/0! | #DIV/0! | #DIV/0! | #DIV/0! | #DIV/0! | #DIV/0! | #DIV/0! | #DIV/0! | #DIV/0! | #DIV/0! | #DIV/0! | #DIV/0! | #DIV/0! | #DIV/0! | #DIV/0!
0 | 0 | 0 | 0 | #DIV/0! | #DIV/0! | #DIV/0! | #DIV/0! | #DIV/0! | #DIV/0! | #DIV/0! | #DIV/0! | #DIV/0! | #DIV/0! | #DIV/0! | #DIV/0! | #DIV/0! | #DIV/0! | #DIV/0! | #DIV/0! | 0 | 0 | #DIV/0! | #DIV/0! | #DIV/0! | #DIV/0! | #DIV/0! | #DIV/0! | #DIV/0! | #DIV/0! | #DIV/0! | #DIV/0! | #DIV/0! | #DIV/0! | #DIV/0! | #DIV/0! | #DIV/0! | #DIV/0! | #DIV/0! | #DIV/0! | #DIV/0! | #DIV/0! | #DIV/0! | #DIV/0! | #DIV/0! | #DIV/0! | #DIV/0! | #DIV/0! | 4 | 2 | 1 | 0 | 0 | 0 | 0 | 0 | 10.6939 | 10.6939 | 10.6939 | 10.6939 | 10.6939 | 10.6939 | 10.6939 | 10.6939 | 10.6939 | 13.6939 | 21.6939 | 29.6939 | 33.6939 | 33.6939 | 33.6939 | 33.6939 | #DIV/0! | #DIV/0! | #DIV/0! | #DIV/0! | #DIV/0! | #DIV/0! | #DIV/0! | #DIV/0! | #DIV/0! | #DIV/0! | #DIV/0! | #DIV/0! | #DIV/0! | #DIV/0! | #DIV/0! | #DIV/0! | #DIV/0! | #DIV/0! | #DIV/0! | #DIV/0! | #DIV/0! | #DIV/0! | #DIV/0! | #DIV/0! | #DIV/0! | #DIV/0! | #DIV/0! | #DIV/0! | #DIV/0! | #DIV/0! | #DIV/0! | #DIV/0! | #DIV/0! | #DIV/0! | #DIV/0! | #DIV/0!
0 | 0 | 0 | 0 | #DIV/0! | #DIV/0! | #DIV/0! | #DIV/0! | #DIV/0! | #DIV/0! | #DIV/0! | #DIV/0! | #DIV/0! | #DIV/0! | #DIV/0! | #DIV/0! | #DIV/0! | #DIV/0! | #DIV/0! | #DIV/0! | 0 | 0 | #DIV/0! | #DIV/0! | #DIV/0! | #DIV/0! | #DIV/0! | #DIV/0! | #DIV/0! | #DIV/0! | #DIV/0! | #DIV/0! | #DIV/0! | #DIV/0! | #DIV/0! | #DIV/0! | #DIV/0! | #DIV/0! | #DIV/0! | #DIV/0! | #DIV/0! | #DIV/0! | #DIV/0! | #DIV/0! | #DIV/0! | #DIV/0! | #DIV/0! | #DIV/0! | 4 | 2 | 1 | 0 | 0 | 0 | 0 | 0 | 10.6939 | 10.6939 | 10.6939 | 10.6939 | 10.6939 | 10.6939 | 10.6939 | 10.6939 | 10.6939 | 13.6939 | 21.6939 | 29.6939 | 33.6939 | 33.6939 | 33.6939 | 33.6939 | #DIV/0! | #DIV/0! | #DIV/0! | #DIV/0! | #DIV/0! | #DIV/0! | #DIV/0! | #DIV/0! | #DIV/0! | #DIV/0! | #DIV/0! | #DIV/0! | #DIV/0! | #DIV/0! | #DIV/0! | #DIV/0! | #DIV/0! | #DIV/0! | #DIV/0! | #DIV/0! | #DIV/0! | #DIV/0! | #DIV/0! | #DIV/0! | #DIV/0! | #DIV/0! | #DIV/0! | #DIV/0! | #DIV/0! | #DIV/0! | #DIV/0! | #DIV/0! | #DIV/0! | #DIV/0! | #DIV/0! | #DIV/0!
0 | 0 | 0 | 0 | #DIV/0! | #DIV/0! | #DIV/0! | #DIV/0! | #DIV/0! | #DIV/0! | #DIV/0! | #DIV/0! | #DIV/0! | #DIV/0! | #DIV/0! | #DIV/0! | #DIV/0! | #DIV/0! | #DIV/0! | #DIV/0! | 0 | 0 | #DIV/0! | #DIV/0! | #DIV/0! | #DIV/0! | #DIV/0! | #DIV/0! | #DIV/0! | #DIV/0! | #DIV/0! | #DIV/0! | #DIV/0! | #DIV/0! | #DIV/0! | #DIV/0! | #DIV/0! | #DIV/0! | #DIV/0! | #DIV/0! | #DIV/0! | #DIV/0! | #DIV/0! | #DIV/0! | #DIV/0! | #DIV/0! | #DIV/0! | #DIV/0! | 4 | 2 | 1 | 0 | 0 | 0 | 0 | 0 | 10.6939 | 10.6939 | 10.6939 | 10.6939 | 10.6939 | 10.6939 | 10.6939 | 10.6939 | 10.6939 | 13.6939 | 21.6939 | 29.6939 | 33.6939 | 33.6939 | 33.6939 | 33.6939 | #DIV/0! | #DIV/0! | #DIV/0! | #DIV/0! | #DIV/0! | #DIV/0! | #DIV/0! | #DIV/0! | #DIV/0! | #DIV/0! | #DIV/0! | #DIV/0! | #DIV/0! | #DIV/0! | #DIV/0! | #DIV/0! | #DIV/0! | #DIV/0! | #DIV/0! | #DIV/0! | #DIV/0! | #DIV/0! | #DIV/0! | #DIV/0! | #DIV/0! | #DIV/0! | #DIV/0! | #DIV/0! | #DIV/0! | #DIV/0! | #DIV/0! | #DIV/0! | #DIV/0! | #DIV/0! | #DIV/0! | #DIV/0!
0 | 0 | 0 | 0 | #DIV/0! | #DIV/0! | #DIV/0! | #DIV/0! | #DIV/0! | #DIV/0! | #DIV/0! | #DIV/0! | #DIV/0! | #DIV/0! | #DIV/0! | #DIV/0! | #DIV/0! | #DIV/0! | #DIV/0! | #DIV/0! | 0 | 0 | #DIV/0! | #DIV/0! | #DIV/0! | #DIV/0! | #DIV/0! | #DIV/0! | #DIV/0! | #DIV/0! | #DIV/0! | #DIV/0! | #DIV/0! | #DIV/0! | #DIV/0! | #DIV/0! | #DIV/0! | #DIV/0! | #DIV/0! | #DIV/0! | #DIV/0! | #DIV/0! | #DIV/0! | #DIV/0! | #DIV/0! | #DIV/0! | #DIV/0! | #DIV/0! | 4 | 2 | 1 | 0 | 0 | 0 | 0 | 0 | 10.6939 | 10.6939 | 10.6939 | 10.6939 | 10.6939 | 10.6939 | 10.6939 | 10.6939 | 10.6939 | 13.6939 | 21.6939 | 29.6939 | 33.6939 | 33.6939 | 33.6939 | 33.6939 | #DIV/0! | #DIV/0! | #DIV/0! | #DIV/0! | #DIV/0! | #DIV/0! | #DIV/0! | #DIV/0! | #DIV/0! | #DIV/0! | #DIV/0! | #DIV/0! | #DIV/0! | #DIV/0! | #DIV/0! | #DIV/0! | #DIV/0! | #DIV/0! | #DIV/0! | #DIV/0! | #DIV/0! | #DIV/0! | #DIV/0! | #DIV/0! | #DIV/0! | #DIV/0! | #DIV/0! | #DIV/0! | #DIV/0! | #DIV/0! | #DIV/0! | #DIV/0! | #DIV/0! | #DIV/0! | #DIV/0! | #DIV/0!
0 | 0 | 0 | 0 | #DIV/0! | #DIV/0! | #DIV/0! | #DIV/0! | #DIV/0! | #DIV/0! | #DIV/0! | #DIV/0! | #DIV/0! | #DIV/0! | #DIV/0! | #DIV/0! | #DIV/0! | #DIV/0! | #DIV/0! | #DIV/0! | 0 | 0 | #DIV/0! | #DIV/0! | #DIV/0! | #DIV/0! | #DIV/0! | #DIV/0! | #DIV/0! | #DIV/0! | #DIV/0! | #DIV/0! | #DIV/0! | #DIV/0! | #DIV/0! | #DIV/0! | #DIV/0! | #DIV/0! | #DIV/0! | #DIV/0! | #DIV/0! | #DIV/0! | #DIV/0! | #DIV/0! | #DIV/0! | #DIV/0! | #DIV/0! | #DIV/0! | 4 | 2 | 1 | 0 | 0 | 0 | 0 | 0 | 10.6939 | 10.6939 | 10.6939 | 10.6939 | 10.6939 | 10.6939 | 10.6939 | 10.6939 | 10.6939 | 13.6939 | 21.6939 | 29.6939 | 33.6939 | 33.6939 | 33.6939 | 33.6939 | #DIV/0! | #DIV/0! | #DIV/0! | #DIV/0! | #DIV/0! | #DIV/0! | #DIV/0! | #DIV/0! | #DIV/0! | #DIV/0! | #DIV/0! | #DIV/0! | #DIV/0! | #DIV/0! | #DIV/0! | #DIV/0! | #DIV/0! | #DIV/0! | #DIV/0! | #DIV/0! | #DIV/0! | #DIV/0! | #DIV/0! | #DIV/0! | #DIV/0! | #DIV/0! | #DIV/0! | #DIV/0! | #DIV/0! | #DIV/0! | #DIV/0! | #DIV/0! | #DIV/0! | #DIV/0! | #DIV/0! | #DIV/0!
0 | 0 | 0 | 0 | #DIV/0! | #DIV/0! | #DIV/0! | #DIV/0! | #DIV/0! | #DIV/0! | #DIV/0! | #DIV/0! | #DIV/0! | #DIV/0! | #DIV/0! | #DIV/0! | #DIV/0! | #DIV/0! | #DIV/0! | #DIV/0! | 0 | 0 | #DIV/0! | #DIV/0! | #DIV/0! | #DIV/0! | #DIV/0! | #DIV/0! | #DIV/0! | #DIV/0! | #DIV/0! | #DIV/0! | #DIV/0! | #DIV/0! | #DIV/0! | #DIV/0! | #DIV/0! | #DIV/0! | #DIV/0! | #DIV/0! | #DIV/0! | #DIV/0! | #DIV/0! | #DIV/0! | #DIV/0! | #DIV/0! | #DIV/0! | #DIV/0! | 4 | 2 | 1 | 0 | 0 | 0 | 0 | 0 | 10.6939 | 10.6939 | 10.6939 | 10.6939 | 10.6939 | 10.6939 | 10.6939 | 10.6939 | 10.6939 | 13.6939 | 21.6939 | 29.6939 | 33.6939 | 33.6939 | 33.6939 | 33.6939 | #DIV/0! | #DIV/0! | #DIV/0! | #DIV/0! | #DIV/0! | #DIV/0! | #DIV/0! | #DIV/0! | #DIV/0! | #DIV/0! | #DIV/0! | #DIV/0! | #DIV/0! | #DIV/0! | #DIV/0! | #DIV/0! | #DIV/0! | #DIV/0! | #DIV/0! | #DIV/0! | #DIV/0! | #DIV/0! | #DIV/0! | #DIV/0! | #DIV/0! | #DIV/0! | #DIV/0! | #DIV/0! | #DIV/0! | #DIV/0! | #DIV/0! | #DIV/0! | #DIV/0! | #DIV/0! | #DIV/0! | #DIV/0!
0 | 0 | 0 | 0 | #DIV/0! | #DIV/0! | #DIV/0! | #DIV/0! | #DIV/0! | #DIV/0! | #DIV/0! | #DIV/0! | #DIV/0! | #DIV/0! | #DIV/0! | #DIV/0! | #DIV/0! | #DIV/0! | #DIV/0! | #DIV/0! | 0 | 0 | #DIV/0! | #DIV/0! | #DIV/0! | #DIV/0! | #DIV/0! | #DIV/0! | #DIV/0! | #DIV/0! | #DIV/0! | #DIV/0! | #DIV/0! | #DIV/0! | #DIV/0! | #DIV/0! | #DIV/0! | #DIV/0! | #DIV/0! | #DIV/0! | #DIV/0! | #DIV/0! | #DIV/0! | #DIV/0! | #DIV/0! | #DIV/0! | #DIV/0! | #DIV/0! | 4 | 2 | 1 | 0 | 0 | 0 | 0 | 0 | 10.6939 | 10.6939 | 10.6939 | 10.6939 | 10.6939 | 10.6939 | 10.6939 | 10.6939 | 10.6939 | 13.6939 | 21.6939 | 29.6939 | 33.6939 | 33.6939 | 33.6939 | 33.6939 | #DIV/0! | #DIV/0! | #DIV/0! | #DIV/0! | #DIV/0! | #DIV/0! | #DIV/0! | #DIV/0! | #DIV/0! | #DIV/0! | #DIV/0! | #DIV/0! | #DIV/0! | #DIV/0! | #DIV/0! | #DIV/0! | #DIV/0! | #DIV/0! | #DIV/0! | #DIV/0! | #DIV/0! | #DIV/0! | #DIV/0! | #DIV/0! | #DIV/0! | #DIV/0! | #DIV/0! | #DIV/0! | #DIV/0! | #DIV/0! | #DIV/0! | #DIV/0! | #DIV/0! | #DIV/0! | #DIV/0! | #DIV/0!
0 | 0 | 0 | 0 | #DIV/0! | #DIV/0! | #DIV/0! | #DIV/0! | #DIV/0! | #DIV/0! | #DIV/0! | #DIV/0! | #DIV/0! | #DIV/0! | #DIV/0! | #DIV/0! | #DIV/0! | #DIV/0! | #DIV/0! | #DIV/0! | 0 | 0 | #DIV/0! | #DIV/0! | #DIV/0! | #DIV/0! | #DIV/0! | #DIV/0! | #DIV/0! | #DIV/0! | #DIV/0! | #DIV/0! | #DIV/0! | #DIV/0! | #DIV/0! | #DIV/0! | #DIV/0! | #DIV/0! | #DIV/0! | #DIV/0! | #DIV/0! | #DIV/0! | #DIV/0! | #DIV/0! | #DIV/0! | #DIV/0! | #DIV/0! | #DIV/0! | 4 | 2 | 1 | 0 | 0 | 0 | 0 | 0 | 10.6939 | 10.6939 | 10.6939 | 10.6939 | 10.6939 | 10.6939 | 10.6939 | 10.6939 | 10.6939 | 13.6939 | 21.6939 | 29.6939 | 33.6939 | 33.6939 | 33.6939 | 33.6939 | #DIV/0! | #DIV/0! | #DIV/0! | #DIV/0! | #DIV/0! | #DIV/0! | #DIV/0! | #DIV/0! | #DIV/0! | #DIV/0! | #DIV/0! | #DIV/0! | #DIV/0! | #DIV/0! | #DIV/0! | #DIV/0! | #DIV/0! | #DIV/0! | #DIV/0! | #DIV/0! | #DIV/0! | #DIV/0! | #DIV/0! | #DIV/0! | #DIV/0! | #DIV/0! | #DIV/0! | #DIV/0! | #DIV/0! | #DIV/0! | #DIV/0! | #DIV/0! | #DIV/0! | #DIV/0! | #DIV/0! | #DIV/0!
0 | 0 | 0 | 0 | #DIV/0! | #DIV/0! | #DIV/0! | #DIV/0! | #DIV/0! | #DIV/0! | #DIV/0! | #DIV/0! | #DIV/0! | #DIV/0! | #DIV/0! | #DIV/0! | #DIV/0! | #DIV/0! | #DIV/0! | #DIV/0! | 0 | 0 | #DIV/0! | #DIV/0! | #DIV/0! | #DIV/0! | #DIV/0! | #DIV/0! | #DIV/0! | #DIV/0! | #DIV/0! | #DIV/0! | #DIV/0! | #DIV/0! | #DIV/0! | #DIV/0! | #DIV/0! | #DIV/0! | #DIV/0! | #DIV/0! | #DIV/0! | #DIV/0! | #DIV/0! | #DIV/0! | #DIV/0! | #DIV/0! | #DIV/0! | #DIV/0! | 4 | 2 | 1 | 0 | 0 | 0 | 0 | 0 | 10.6939 | 10.6939 | 10.6939 | 10.6939 | 10.6939 | 10.6939 | 10.6939 | 10.6939 | 10.6939 | 13.6939 | 21.6939 | 29.6939 | 33.6939 | 33.6939 | 33.6939 | 33.6939 | #DIV/0! | #DIV/0! | #DIV/0! | #DIV/0! | #DIV/0! | #DIV/0! | #DIV/0! | #DIV/0! | #DIV/0! | #DIV/0! | #DIV/0! | #DIV/0! | #DIV/0! | #DIV/0! | #DIV/0! | #DIV/0! | #DIV/0! | #DIV/0! | #DIV/0! | #DIV/0! | #DIV/0! | #DIV/0! | #DIV/0! | #DIV/0! | #DIV/0! | #DIV/0! | #DIV/0! | #DIV/0! | #DIV/0! | #DIV/0! | #DIV/0! | #DIV/0! | #DIV/0! | #DIV/0! | #DIV/0! | #DIV/0!
0 | 0 | 0 | 0 | #DIV/0! | #DIV/0! | #DIV/0! | #DIV/0! | #DIV/0! | #DIV/0! | #DIV/0! | #DIV/0! | #DIV/0! | #DIV/0! | #DIV/0! | #DIV/0! | #DIV/0! | #DIV/0! | #DIV/0! | #DIV/0! | 0 | 0 | #DIV/0! | #DIV/0! | #DIV/0! | #DIV/0! | #DIV/0! | #DIV/0! | #DIV/0! | #DIV/0! | #DIV/0! | #DIV/0! | #DIV/0! | #DIV/0! | #DIV/0! | #DIV/0! | #DIV/0! | #DIV/0! | #DIV/0! | #DIV/0! | #DIV/0! | #DIV/0! | #DIV/0! | #DIV/0! | #DIV/0! | #DIV/0! | #DIV/0! | #DIV/0! | 4 | 2 | 1 | 0 | 0 | 0 | 0 | 0 | 10.6939 | 10.6939 | 10.6939 | 10.6939 | 10.6939 | 10.6939 | 10.6939 | 10.6939 | 10.6939 | 13.6939 | 21.6939 | 29.6939 | 33.6939 | 33.6939 | 33.6939 | 33.6939 | #DIV/0! | #DIV/0! | #DIV/0! | #DIV/0! | #DIV/0! | #DIV/0! | #DIV/0! | #DIV/0! | #DIV/0! | #DIV/0! | #DIV/0! | #DIV/0! | #DIV/0! | #DIV/0! | #DIV/0! | #DIV/0! | #DIV/0! | #DIV/0! | #DIV/0! | #DIV/0! | #DIV/0! | #DIV/0! | #DIV/0! | #DIV/0! | #DIV/0! | #DIV/0! | #DIV/0! | #DIV/0! | #DIV/0! | #DIV/0! | #DIV/0! | #DIV/0! | #DIV/0! | #DIV/0! | #DIV/0! | #DIV/0!
0 | 0 | 0 | 0 | #DIV/0! | #DIV/0! | #DIV/0! | #DIV/0! | #DIV/0! | #DIV/0! | #DIV/0! | #DIV/0! | #DIV/0! | #DIV/0! | #DIV/0! | #DIV/0! | #DIV/0! | #DIV/0! | #DIV/0! | #DIV/0! | 0 | 0 | #DIV/0! | #DIV/0! | #DIV/0! | #DIV/0! | #DIV/0! | #DIV/0! | #DIV/0! | #DIV/0! | #DIV/0! | #DIV/0! | #DIV/0! | #DIV/0! | #DIV/0! | #DIV/0! | #DIV/0! | #DIV/0! | #DIV/0! | #DIV/0! | #DIV/0! | #DIV/0! | #DIV/0! | #DIV/0! | #DIV/0! | #DIV/0! | #DIV/0! | #DIV/0! | 4 | 2 | 1 | 0 | 0 | 0 | 0 | 0 | 10.6939 | 10.6939 | 10.6939 | 10.6939 | 10.6939 | 10.6939 | 10.6939 | 10.6939 | 10.6939 | 13.6939 | 21.6939 | 29.6939 | 33.6939 | 33.6939 | 33.6939 | 33.6939 | #DIV/0! | #DIV/0! | #DIV/0! | #DIV/0! | #DIV/0! | #DIV/0! | #DIV/0! | #DIV/0! | #DIV/0! | #DIV/0! | #DIV/0! | #DIV/0! | #DIV/0! | #DIV/0! | #DIV/0! | #DIV/0! | #DIV/0! | #DIV/0! | #DIV/0! | #DIV/0! | #DIV/0! | #DIV/0! | #DIV/0! | #DIV/0! | #DIV/0! | #DIV/0! | #DIV/0! | #DIV/0! | #DIV/0! | #DIV/0! | #DIV/0! | #DIV/0! | #DIV/0! | #DIV/0! | #DIV/0! | #DIV/0!
0 | 0 | 0 | 0 | #DIV/0! | #DIV/0! | #DIV/0! | #DIV/0! | #DIV/0! | #DIV/0! | #DIV/0! | #DIV/0! | #DIV/0! | #DIV/0! | #DIV/0! | #DIV/0! | #DIV/0! | #DIV/0! | #DIV/0! | #DIV/0! | 0 | 0 | #DIV/0! | #DIV/0! | #DIV/0! | #DIV/0! | #DIV/0! | #DIV/0! | #DIV/0! | #DIV/0! | #DIV/0! | #DIV/0! | #DIV/0! | #DIV/0! | #DIV/0! | #DIV/0! | #DIV/0! | #DIV/0! | #DIV/0! | #DIV/0! | #DIV/0! | #DIV/0! | #DIV/0! | #DIV/0! | #DIV/0! | #DIV/0! | #DIV/0! | #DIV/0! | 4 | 2 | 1 | 0 | 0 | 0 | 0 | 0 | 10.6939 | 10.6939 | 10.6939 | 10.6939 | 10.6939 | 10.6939 | 10.6939 | 10.6939 | 10.6939 | 13.6939 | 21.6939 | 29.6939 | 33.6939 | 33.6939 | 33.6939 | 33.6939 | #DIV/0! | #DIV/0! | #DIV/0! | #DIV/0! | #DIV/0! | #DIV/0! | #DIV/0! | #DIV/0! | #DIV/0! | #DIV/0! | #DIV/0! | #DIV/0! | #DIV/0! | #DIV/0! | #DIV/0! | #DIV/0! | #DIV/0! | #DIV/0! | #DIV/0! | #DIV/0! | #DIV/0! | #DIV/0! | #DIV/0! | #DIV/0! | #DIV/0! | #DIV/0! | #DIV/0! | #DIV/0! | #DIV/0! | #DIV/0! | #DIV/0! | #DIV/0! | #DIV/0! | #DIV/0! | #DIV/0! | #DIV/0!
0 | 0 | 0 | 0 | #DIV/0! | #DIV/0! | #DIV/0! | #DIV/0! | #DIV/0! | #DIV/0! | #DIV/0! | #DIV/0! | #DIV/0! | #DIV/0! | #DIV/0! | #DIV/0! | #DIV/0! | #DIV/0! | #DIV/0! | #DIV/0! | 0 | 0 | #DIV/0! | #DIV/0! | #DIV/0! | #DIV/0! | #DIV/0! | #DIV/0! | #DIV/0! | #DIV/0! | #DIV/0! | #DIV/0! | #DIV/0! | #DIV/0! | #DIV/0! | #DIV/0! | #DIV/0! | #DIV/0! | #DIV/0! | #DIV/0! | #DIV/0! | #DIV/0! | #DIV/0! | #DIV/0! | #DIV/0! | #DIV/0! | #DIV/0! | #DIV/0! | 4 | 2 | 1 | 0 | 0 | 0 | 0 | 0 | 10.6939 | 10.6939 | 10.6939 | 10.6939 | 10.6939 | 10.6939 | 10.6939 | 10.6939 | 10.6939 | 13.6939 | 21.6939 | 29.6939 | 33.6939 | 33.6939 | 33.6939 | 33.6939 | #DIV/0! | #DIV/0! | #DIV/0! | #DIV/0! | #DIV/0! | #DIV/0! | #DIV/0! | #DIV/0! | #DIV/0! | #DIV/0! | #DIV/0! | #DIV/0! | #DIV/0! | #DIV/0! | #DIV/0! | #DIV/0! | #DIV/0! | #DIV/0! | #DIV/0! | #DIV/0! | #DIV/0! | #DIV/0! | #DIV/0! | #DIV/0! | #DIV/0! | #DIV/0! | #DIV/0! | #DIV/0! | #DIV/0! | #DIV/0! | #DIV/0! | #DIV/0! | #DIV/0! | #DIV/0! | #DIV/0! | #DIV/0!
0 | 0 | 0 | 0 | #DIV/0! | #DIV/0! | #DIV/0! | #DIV/0! | #DIV/0! | #DIV/0! | #DIV/0! | #DIV/0! | #DIV/0! | #DIV/0! | #DIV/0! | #DIV/0! | #DIV/0! | #DIV/0! | #DIV/0! | #DIV/0! | 0 | 0 | #DIV/0! | #DIV/0! | #DIV/0! | #DIV/0! | #DIV/0! | #DIV/0! | #DIV/0! | #DIV/0! | #DIV/0! | #DIV/0! | #DIV/0! | #DIV/0! | #DIV/0! | #DIV/0! | #DIV/0! | #DIV/0! | #DIV/0! | #DIV/0! | #DIV/0! | #DIV/0! | #DIV/0! | #DIV/0! | #DIV/0! | #DIV/0! | #DIV/0! | #DIV/0! | 4 | 2 | 1 | 0 | 0 | 0 | 0 | 0 | 10.6939 | 10.6939 | 10.6939 | 10.6939 | 10.6939 | 10.6939 | 10.6939 | 10.6939 | 10.6939 | 13.6939 | 21.6939 | 29.6939 | 33.6939 | 33.6939 | 33.6939 | 33.6939 | #DIV/0! | #DIV/0! | #DIV/0! | #DIV/0! | #DIV/0! | #DIV/0! | #DIV/0! | #DIV/0! | #DIV/0! | #DIV/0! | #DIV/0! | #DIV/0! | #DIV/0! | #DIV/0! | #DIV/0! | #DIV/0! | #DIV/0! | #DIV/0! | #DIV/0! | #DIV/0! | #DIV/0! | #DIV/0! | #DIV/0! | #DIV/0! | #DIV/0! | #DIV/0! | #DIV/0! | #DIV/0! | #DIV/0! | #DIV/0! | #DIV/0! | #DIV/0! | #DIV/0! | #DIV/0! | #DIV/0! | #DIV/0!
0 | 0 | 0 | 0 | #DIV/0! | #DIV/0! | #DIV/0! | #DIV/0! | #DIV/0! | #DIV/0! | #DIV/0! | #DIV/0! | #DIV/0! | #DIV/0! | #DIV/0! | #DIV/0! | #DIV/0! | #DIV/0! | #DIV/0! | #DIV/0! | 0 | 0 | #DIV/0! | #DIV/0! | #DIV/0! | #DIV/0! | #DIV/0! | #DIV/0! | #DIV/0! | #DIV/0! | #DIV/0! | #DIV/0! | #DIV/0! | #DIV/0! | #DIV/0! | #DIV/0! | #DIV/0! | #DIV/0! | #DIV/0! | #DIV/0! | #DIV/0! | #DIV/0! | #DIV/0! | #DIV/0! | #DIV/0! | #DIV/0! | #DIV/0! | #DIV/0! | 4 | 2 | 1 | 0 | 0 | 0 | 0 | 0 | 10.6939 | 10.6939 | 10.6939 | 10.6939 | 10.6939 | 10.6939 | 10.6939 | 10.6939 | 10.6939 | 13.6939 | 21.6939 | 29.6939 | 33.6939 | 33.6939 | 33.6939 | 33.6939 | #DIV/0! | #DIV/0! | #DIV/0! | #DIV/0! | #DIV/0! | #DIV/0! | #DIV/0! | #DIV/0! | #DIV/0! | #DIV/0! | #DIV/0! | #DIV/0! | #DIV/0! | #DIV/0! | #DIV/0! | #DIV/0! | #DIV/0! | #DIV/0! | #DIV/0! | #DIV/0! | #DIV/0! | #DIV/0! | #DIV/0! | #DIV/0! | #DIV/0! | #DIV/0! | #DIV/0! | #DIV/0! | #DIV/0! | #DIV/0! | #DIV/0! | #DIV/0! | #DIV/0! | #DIV/0! | #DIV/0! | #DIV/0!
0 | 0 | 0 | 0 | #DIV/0! | #DIV/0! | #DIV/0! | #DIV/0! | #DIV/0! | #DIV/0! | #DIV/0! | #DIV/0! | #DIV/0! | #DIV/0! | #DIV/0! | #DIV/0! | #DIV/0! | #DIV/0! | #DIV/0! | #DIV/0! | 0 | 0 | #DIV/0! | #DIV/0! | #DIV/0! | #DIV/0! | #DIV/0! | #DIV/0! | #DIV/0! | #DIV/0! | #DIV/0! | #DIV/0! | #DIV/0! | #DIV/0! | #DIV/0! | #DIV/0! | #DIV/0! | #DIV/0! | #DIV/0! | #DIV/0! | #DIV/0! | #DIV/0! | #DIV/0! | #DIV/0! | #DIV/0! | #DIV/0! | #DIV/0! | #DIV/0! | 4 | 2 | 1 | 0 | 0 | 0 | 0 | 0 | 10.6939 | 10.6939 | 10.6939 | 10.6939 | 10.6939 | 10.6939 | 10.6939 | 10.6939 | 10.6939 | 13.6939 | 21.6939 | 29.6939 | 33.6939 | 33.6939 | 33.6939 | 33.6939 | #DIV/0! | #DIV/0! | #DIV/0! | #DIV/0! | #DIV/0! | #DIV/0! | #DIV/0! | #DIV/0! | #DIV/0! | #DIV/0! | #DIV/0! | #DIV/0! | #DIV/0! | #DIV/0! | #DIV/0! | #DIV/0! | #DIV/0! | #DIV/0! | #DIV/0! | #DIV/0! | #DIV/0! | #DIV/0! | #DIV/0! | #DIV/0! | #DIV/0! | #DIV/0! | #DIV/0! | #DIV/0! | #DIV/0! | #DIV/0! | #DIV/0! | #DIV/0! | #DIV/0! | #DIV/0! | #DIV/0! | #DIV/0!
0 | 0 | 0 | 0 | #DIV/0! | #DIV/0! | #DIV/0! | #DIV/0! | #DIV/0! | #DIV/0! | #DIV/0! | #DIV/0! | #DIV/0! | #DIV/0! | #DIV/0! | #DIV/0! | #DIV/0! | #DIV/0! | #DIV/0! | #DIV/0! | 0 | 0 | #DIV/0! | #DIV/0! | #DIV/0! | #DIV/0! | #DIV/0! | #DIV/0! | #DIV/0! | #DIV/0! | #DIV/0! | #DIV/0! | #DIV/0! | #DIV/0! | #DIV/0! | #DIV/0! | #DIV/0! | #DIV/0! | #DIV/0! | #DIV/0! | #DIV/0! | #DIV/0! | #DIV/0! | #DIV/0! | #DIV/0! | #DIV/0! | #DIV/0! | #DIV/0! | 4 | 2 | 1 | 0 | 0 | 0 | 0 | 0 | 10.6939 | 10.6939 | 10.6939 | 10.6939 | 10.6939 | 10.6939 | 10.6939 | 10.6939 | 10.6939 | 13.6939 | 21.6939 | 29.6939 | 33.6939 | 33.6939 | 33.6939 | 33.6939 | #DIV/0! | #DIV/0! | #DIV/0! | #DIV/0! | #DIV/0! | #DIV/0! | #DIV/0! | #DIV/0! | #DIV/0! | #DIV/0! | #DIV/0! | #DIV/0! | #DIV/0! | #DIV/0! | #DIV/0! | #DIV/0! | #DIV/0! | #DIV/0! | #DIV/0! | #DIV/0! | #DIV/0! | #DIV/0! | #DIV/0! | #DIV/0! | #DIV/0! | #DIV/0! | #DIV/0! | #DIV/0! | #DIV/0! | #DIV/0! | #DIV/0! | #DIV/0! | #DIV/0! | #DIV/0! | #DIV/0! | #DIV/0!
0 | 0 | 0 | 0 | #DIV/0! | #DIV/0! | #DIV/0! | #DIV/0! | #DIV/0! | #DIV/0! | #DIV/0! | #DIV/0! | #DIV/0! | #DIV/0! | #DIV/0! | #DIV/0! | #DIV/0! | #DIV/0! | #DIV/0! | #DIV/0! | 0 | 0 | #DIV/0! | #DIV/0! | #DIV/0! | #DIV/0! | #DIV/0! | #DIV/0! | #DIV/0! | #DIV/0! | #DIV/0! | #DIV/0! | #DIV/0! | #DIV/0! | #DIV/0! | #DIV/0! | #DIV/0! | #DIV/0! | #DIV/0! | #DIV/0! | #DIV/0! | #DIV/0! | #DIV/0! | #DIV/0! | #DIV/0! | #DIV/0! | #DIV/0! | #DIV/0! | 4 | 2 | 1 | 0 | 0 | 0 | 0 | 0 | 10.6939 | 10.6939 | 10.6939 | 10.6939 | 10.6939 | 10.6939 | 10.6939 | 10.6939 | 10.6939 | 13.6939 | 21.6939 | 29.6939 | 33.6939 | 33.6939 | 33.6939 | 33.6939 | #DIV/0! | #DIV/0! | #DIV/0! | #DIV/0! | #DIV/0! | #DIV/0! | #DIV/0! | #DIV/0! | #DIV/0! | #DIV/0! | #DIV/0! | #DIV/0! | #DIV/0! | #DIV/0! | #DIV/0! | #DIV/0! | #DIV/0! | #DIV/0! | #DIV/0! | #DIV/0! | #DIV/0! | #DIV/0! | #DIV/0! | #DIV/0! | #DIV/0! | #DIV/0! | #DIV/0! | #DIV/0! | #DIV/0! | #DIV/0! | #DIV/0! | #DIV/0! | #DIV/0! | #DIV/0! | #DIV/0! | #DIV/0!
0 | 0 | 0 | 0 | #DIV/0! | #DIV/0! | #DIV/0! | #DIV/0! | #DIV/0! | #DIV/0! | #DIV/0! | #DIV/0! | #DIV/0! | #DIV/0! | #DIV/0! | #DIV/0! | #DIV/0! | #DIV/0! | #DIV/0! | #DIV/0! | 0 | 0 | #DIV/0! | #DIV/0! | #DIV/0! | #DIV/0! | #DIV/0! | #DIV/0! | #DIV/0! | #DIV/0! | #DIV/0! | #DIV/0! | #DIV/0! | #DIV/0! | #DIV/0! | #DIV/0! | #DIV/0! | #DIV/0! | #DIV/0! | #DIV/0! | #DIV/0! | #DIV/0! | #DIV/0! | #DIV/0! | #DIV/0! | #DIV/0! | #DIV/0! | #DIV/0! | 4 | 2 | 1 | 0 | 0 | 0 | 0 | 0 | 10.6939 | 10.6939 | 10.6939 | 10.6939 | 10.6939 | 10.6939 | 10.6939 | 10.6939 | 10.6939 | 13.6939 | 21.6939 | 29.6939 | 33.6939 | 33.6939 | 33.6939 | 33.6939 | #DIV/0! | #DIV/0! | #DIV/0! | #DIV/0! | #DIV/0! | #DIV/0! | #DIV/0! | #DIV/0! | #DIV/0! | #DIV/0! | #DIV/0! | #DIV/0! | #DIV/0! | #DIV/0! | #DIV/0! | #DIV/0! | #DIV/0! | #DIV/0! | #DIV/0! | #DIV/0! | #DIV/0! | #DIV/0! | #DIV/0! | #DIV/0! | #DIV/0! | #DIV/0! | #DIV/0! | #DIV/0! | #DIV/0! | #DIV/0! | #DIV/0! | #DIV/0! | #DIV/0! | #DIV/0! | #DIV/0! | #DIV/0!
0 | 0 | 0 | 0 | #DIV/0! | #DIV/0! | #DIV/0! | #DIV/0! | #DIV/0! | #DIV/0! | #DIV/0! | #DIV/0! | #DIV/0! | #DIV/0! | #DIV/0! | #DIV/0! | #DIV/0! | #DIV/0! | #DIV/0! | #DIV/0! | 0 | 0 | #DIV/0! | #DIV/0! | #DIV/0! | #DIV/0! | #DIV/0! | #DIV/0! | #DIV/0! | #DIV/0! | #DIV/0! | #DIV/0! | #DIV/0! | #DIV/0! | #DIV/0! | #DIV/0! | #DIV/0! | #DIV/0! | #DIV/0! | #DIV/0! | #DIV/0! | #DIV/0! | #DIV/0! | #DIV/0! | #DIV/0! | #DIV/0! | #DIV/0! | #DIV/0! | 4 | 2 | 1 | 0 | 0 | 0 | 0 | 0 | 10.6939 | 10.6939 | 10.6939 | 10.6939 | 10.6939 | 10.6939 | 10.6939 | 10.6939 | 10.6939 | 13.6939 | 21.6939 | 29.6939 | 33.6939 | 33.6939 | 33.6939 | 33.6939 | #DIV/0! | #DIV/0! | #DIV/0! | #DIV/0! | #DIV/0! | #DIV/0! | #DIV/0! | #DIV/0! | #DIV/0! | #DIV/0! | #DIV/0! | #DIV/0! | #DIV/0! | #DIV/0! | #DIV/0! | #DIV/0! | #DIV/0! | #DIV/0! | #DIV/0! | #DIV/0! | #DIV/0! | #DIV/0! | #DIV/0! | #DIV/0! | #DIV/0! | #DIV/0! | #DIV/0! | #DIV/0! | #DIV/0! | #DIV/0! | #DIV/0! | #DIV/0! | #DIV/0! | #DIV/0! | #DIV/0! | #DIV/0!
0 | 0 | 0 | 0 | #DIV/0! | #DIV/0! | #DIV/0! | #DIV/0! | #DIV/0! | #DIV/0! | #DIV/0! | #DIV/0! | #DIV/0! | #DIV/0! | #DIV/0! | #DIV/0! | #DIV/0! | #DIV/0! | #DIV/0! | #DIV/0! | 0 | 0 | #DIV/0! | #DIV/0! | #DIV/0! | #DIV/0! | #DIV/0! | #DIV/0! | #DIV/0! | #DIV/0! | #DIV/0! | #DIV/0! | #DIV/0! | #DIV/0! | #DIV/0! | #DIV/0! | #DIV/0! | #DIV/0! | #DIV/0! | #DIV/0! | #DIV/0! | #DIV/0! | #DIV/0! | #DIV/0! | #DIV/0! | #DIV/0! | #DIV/0! | #DIV/0! | 4 | 2 | 1 | 0 | 0 | 0 | 0 | 0 | 10.6939 | 10.6939 | 10.6939 | 10.6939 | 10.6939 | 10.6939 | 10.6939 | 10.6939 | 10.6939 | 13.6939 | 21.6939 | 29.6939 | 33.6939 | 33.6939 | 33.6939 | 33.6939 | #DIV/0! | #DIV/0! | #DIV/0! | #DIV/0! | #DIV/0! | #DIV/0! | #DIV/0! | #DIV/0! | #DIV/0! | #DIV/0! | #DIV/0! | #DIV/0! | #DIV/0! | #DIV/0! | #DIV/0! | #DIV/0! | #DIV/0! | #DIV/0! | #DIV/0! | #DIV/0! | #DIV/0! | #DIV/0! | #DIV/0! | #DIV/0! | #DIV/0! | #DIV/0! | #DIV/0! | #DIV/0! | #DIV/0! | #DIV/0! | #DIV/0! | #DIV/0! | #DIV/0! | #DIV/0! | #DIV/0! | #DIV/0!
0 | 0 | 0 | 0 | #DIV/0! | #DIV/0! | #DIV/0! | #DIV/0! | #DIV/0! | #DIV/0! | #DIV/0! | #DIV/0! | #DIV/0! | #DIV/0! | #DIV/0! | #DIV/0! | #DIV/0! | #DIV/0! | #DIV/0! | #DIV/0! | 0 | 0 | #DIV/0! | #DIV/0! | #DIV/0! | #DIV/0! | #DIV/0! | #DIV/0! | #DIV/0! | #DIV/0! | #DIV/0! | #DIV/0! | #DIV/0! | #DIV/0! | #DIV/0! | #DIV/0! | #DIV/0! | #DIV/0! | #DIV/0! | #DIV/0! | #DIV/0! | #DIV/0! | #DIV/0! | #DIV/0! | #DIV/0! | #DIV/0! | #DIV/0! | #DIV/0! | 4 | 2 | 1 | 0 | 0 | 0 | 0 | 0 | 10.6939 | 10.6939 | 10.6939 | 10.6939 | 10.6939 | 10.6939 | 10.6939 | 10.6939 | 10.6939 | 13.6939 | 21.6939 | 29.6939 | 33.6939 | 33.6939 | 33.6939 | 33.6939 | #DIV/0! | #DIV/0! | #DIV/0! | #DIV/0! | #DIV/0! | #DIV/0! | #DIV/0! | #DIV/0! | #DIV/0! | #DIV/0! | #DIV/0! | #DIV/0! | #DIV/0! | #DIV/0! | #DIV/0! | #DIV/0! | #DIV/0! | #DIV/0! | #DIV/0! | #DIV/0! | #DIV/0! | #DIV/0! | #DIV/0! | #DIV/0! | #DIV/0! | #DIV/0! | #DIV/0! | #DIV/0! | #DIV/0! | #DIV/0! | #DIV/0! | #DIV/0! | #DIV/0! | #DIV/0! | #DIV/0! | #DIV/0!
#VALUE! | 0 | 0 | 0 | #VALUE! | #VALUE! | #VALUE! | #VALUE! | #VALUE! | #VALUE! | #VALUE! | #VALUE! | #VALUE! | #VALUE! | #VALUE! | #VALUE! | #VALUE! | #VALUE! | #VALUE! | #VALUE! | 0 | 0 | #DIV/0! | #DIV/0! | #DIV/0! | #DIV/0! | #DIV/0! | #DIV/0! | #DIV/0! | #DIV/0! | #DIV/0! | #DIV/0! | #DIV/0! | #DIV/0! | #DIV/0! | #DIV/0! | #DIV/0! | #DIV/0! | #DIV/0! | #DIV/0! | #DIV/0! | #DIV/0! | #DIV/0! | #DIV/0! | #DIV/0! | #DIV/0! | #DIV/0! | #DIV/0! | 4 | 2 | 1 | 0 | 0 | 0 | 0 | 0 | #VALUE! | #VALUE! | #VALUE! | #VALUE! | #VALUE! | #VALUE! | #VALUE! | #VALUE! | #N/A | #N/A | #N/A | #N/A | #N/A | #N/A | #N/A | #N/A | #VALUE! | #VALUE! | #VALUE! | #VALUE! | #VALUE! | #VALUE! | #VALUE! | #VALUE! | #VALUE! | #VALUE! | #VALUE! | #VALUE! | #VALUE! | #VALUE! | #VALUE! | #VALUE! | #VALUE! | #VALUE! | #VALUE! | #VALUE! | #VALUE! | #VALUE! | #VALUE! | #VALUE! | #VALUE! | #VALUE! | #VALUE! | #VALUE! | #VALUE! | #VALUE! | #VALUE! | #VALUE! | #VALUE! | #VALUE! | #VALUE! | #VALUE!
#VALUE! | 0 | 0 | 0 | #VALUE! | #VALUE! | #VALUE! | #VALUE! | #VALUE! | #VALUE! | #VALUE! | #VALUE! | #VALUE! | #VALUE! | #VALUE! | #VALUE! | #VALUE! | #VALUE! | #VALUE! | #VALUE! | 0 | 0 | #DIV/0! | #DIV/0! | #DIV/0! | #DIV/0! | #DIV/0! | #DIV/0! | #DIV/0! | #DIV/0! | #DIV/0! | #DIV/0! | #DIV/0! | #DIV/0! | #DIV/0! | #DIV/0! | #DIV/0! | #DIV/0! | #DIV/0! | #DIV/0! | #DIV/0! | #DIV/0! | #DIV/0! | #DIV/0! | #DIV/0! | #DIV/0! | #DIV/0! | #DIV/0! | 4 | 2 | 1 | 0 | 0 | 0 | 0 | 0 | #VALUE! | #VALUE! | #VALUE! | #VALUE! | #VALUE! | #VALUE! | #VALUE! | #VALUE! | #N/A | #N/A | #N/A | #N/A | #N/A | #N/A | #N/A | #N/A | #VALUE! | #VALUE! | #VALUE! | #VALUE! | #VALUE! | #VALUE! | #VALUE! | #VALUE! | #VALUE! | #VALUE! | #VALUE! | #VALUE! | #VALUE! | #VALUE! | #VALUE! | #VALUE! | #VALUE! | #VALUE! | #VALUE! | #VALUE! | #VALUE! | #VALUE! | #VALUE! | #VALUE! | #VALUE! | #VALUE! | #VALUE! | #VALUE! | #VALUE! | #VALUE! | #VALUE! | #VALUE! | #VALUE! | #VALUE! | #VALUE! | #VALUE!
#VALUE! | 0 | 0 | 0 | #VALUE! | #VALUE! | #VALUE! | #VALUE! | #VALUE! | #VALUE! | #VALUE! | #VALUE! | #VALUE! | #VALUE! | #VALUE! | #VALUE! | #VALUE! | #VALUE! | #VALUE! | #VALUE! | 0 | 0 | #DIV/0! | #DIV/0! | #DIV/0! | #DIV/0! | #DIV/0! | #DIV/0! | #DIV/0! | #DIV/0! | #DIV/0! | #DIV/0! | #DIV/0! | #DIV/0! | #DIV/0! | #DIV/0! | #DIV/0! | #DIV/0! | #DIV/0! | #DIV/0! | #DIV/0! | #DIV/0! | #DIV/0! | #DIV/0! | #DIV/0! | #DIV/0! | #DIV/0! | #DIV/0! | 4 | 2 | 1 | 0 | 0 | 0 | 0 | 0 | #VALUE! | #VALUE! | #VALUE! | #VALUE! | #VALUE! | #VALUE! | #VALUE! | #VALUE! | #N/A | #N/A | #N/A | #N/A | #N/A | #N/A | #N/A | #N/A | #VALUE! | #VALUE! | #VALUE! | #VALUE! | #VALUE! | #VALUE! | #VALUE! | #VALUE! | #VALUE! | #VALUE! | #VALUE! | #VALUE! | #VALUE! | #VALUE! | #VALUE! | #VALUE! | #VALUE! | #VALUE! | #VALUE! | #VALUE! | #VALUE! | #VALUE! | #VALUE! | #VALUE! | #VALUE! | #VALUE! | #VALUE! | #VALUE! | #VALUE! | #VALUE! | #VALUE! | #VALUE! | #VALUE! | #VALUE! | #VALUE! | #VALUE!
#REF! | 0 | 0 | 0 | #REF! | #REF! | #REF! | #REF! | #REF! | #REF! | #REF! | #REF! | #REF! | #REF! | #REF! | #REF! | #REF! | #REF! | #REF! | #REF! | 0 | 0 | #DIV/0! | #DIV/0! | #DIV/0! | #DIV/0! | #DIV/0! | #DIV/0! | #DIV/0! | #DIV/0! | #DIV/0! | #DIV/0! | #DIV/0! | #DIV/0! | #DIV/0! | #DIV/0! | #DIV/0! | #DIV/0! | #DIV/0! | #DIV/0! | #DIV/0! | #DIV/0! | #DIV/0! | #DIV/0! | #DIV/0! | #DIV/0! | #DIV/0! | #DIV/0! | 4 | 2 | 1 | 0 | 0 | 0 | 0 | 0 | #VALUE! | #VALUE! | #VALUE! | #VALUE! | #VALUE! | #VALUE! | #VALUE! | #VALUE! | #N/A | #N/A | #N/A | #N/A | #N/A | #N/A | #N/A | #N/A | #REF! | #REF! | #REF! | #REF! | #REF! | #REF! | #REF! | #REF! | #REF! | #REF! | #REF! | #REF! | #REF! | #REF! | #REF! | #REF! | #REF! | #REF! | #REF! | #REF! | #REF! | #REF! | #REF! | #REF! | #REF! | #REF! | #REF! | #REF! | #REF! | #REF! | #REF! | #REF! | #REF! | #REF! | #REF! | #REF!
#REF! | 0 | 0 | 0 | #REF! | #REF! | #REF! | #REF! | #REF! | #REF! | #REF! | #REF! | #REF! | #REF! | #REF! | #REF! | #REF! | #REF! | #REF! | #REF! | 0 | 0 | #DIV/0! | #DIV/0! | #DIV/0! | #DIV/0! | #DIV/0! | #DIV/0! | #DIV/0! | #DIV/0! | #DIV/0! | #DIV/0! | #DIV/0! | #DIV/0! | #DIV/0! | #DIV/0! | #DIV/0! | #DIV/0! | #DIV/0! | #DIV/0! | #DIV/0! | #DIV/0! | #DIV/0! | #DIV/0! | #DIV/0! | #DIV/0! | #DIV/0! | #DIV/0! | 4 | 2 | 1 | 0 | 0 | 0 | 0 | 0 | #VALUE! | #VALUE! | #VALUE! | #VALUE! | #VALUE! | #VALUE! | #VALUE! | #VALUE! | #N/A | #N/A | #N/A | #N/A | #N/A | #N/A | #N/A | #N/A | #REF! | #REF! | #REF! | #REF! | #REF! | #REF! | #REF! | #REF! | #REF! | #REF! | #REF! | #REF! | #REF! | #REF! | #REF! | #REF! | #REF! | #REF! | #REF! | #REF! | #REF! | #REF! | #REF! | #REF! | #REF! | #REF! | #REF! | #REF! | #REF! | #REF! | #REF! | #REF! | #REF! | #REF! | #REF! | #REF!
0 | 0 | 0 | 0 | #DIV/0! | #DIV/0! | #DIV/0! | #DIV/0! | #DIV/0! | #DIV/0! | #DIV/0! | #DIV/0! | #DIV/0! | #DIV/0! | #DIV/0! | #DIV/0! | #DIV/0! | #DIV/0! | #DIV/0! | #DIV/0! | 0 | 0 | #DIV/0! | #DIV/0! | #DIV/0! | #DIV/0! | #DIV/0! | #DIV/0! | #DIV/0! | #DIV/0! | #DIV/0! | #DIV/0! | #DIV/0! | #DIV/0! | #DIV/0! | #DIV/0! | #DIV/0! | #DIV/0! | #DIV/0! | #DIV/0! | #DIV/0! | #DIV/0! | #DIV/0! | #DIV/0! | #DIV/0! | #DIV/0! | #DIV/0! | #DIV/0! | 4 | 2 | 1 | 0 | 0 | 0 | 0 | 0 | #N/A | #N/A | #N/A | #N/A | #N/A | #N/A | #N/A | #N/A | #N/A | #N/A | #N/A | #N/A | #N/A | #N/A | #N/A | #N/A | #DIV/0! | #DIV/0! | #DIV/0! | #DIV/0! | #DIV/0! | #DIV/0! | #DIV/0! | #DIV/0! | #DIV/0! | #DIV/0! | #DIV/0! | #DIV/0! | #DIV/0! | #DIV/0! | #DIV/0! | #DIV/0! | #DIV/0! | #DIV/0! | #DIV/0! | #DIV/0! | #DIV/0! | #DIV/0! | #DIV/0! | #DIV/0! | #DIV/0! | #DIV/0! | #DIV/0! | #DIV/0! | #DIV/0! | #DIV/0! | #DIV/0! | #DIV/0! | #DIV/0! | #DIV/0! | #DIV/0! | #DIV/0!
#REF! | #REF! | #REF! | #REF! | #REF! | #REF! | #REF! | #REF! | #REF! | #REF! | #REF! | #REF! | #REF! | #REF! | #REF! | #REF! | #REF! | #REF! | #REF! | #REF! | #REF! | #REF! | #REF! | #REF! | #REF! | #REF! | #REF! | #REF! | #REF! | #REF! | #REF! | #REF! | #REF! | #REF! | #REF! | #REF! | #REF! | #REF! | #REF! | #REF! | #REF! | #REF! | #REF! | #REF! | #REF! | #REF! | #REF! | #REF! | 4 | 2 | 1 | 0 | 0 | 0 | 0 | 0 | #N/A | #N/A | #N/A | #N/A | #N/A | #N/A | #N/A | #N/A | #N/A | #N/A | #N/A | #N/A | #N/A | #N/A | #N/A | #N/A | #REF! | #REF! | #REF! | #REF! | #REF! | #REF! | #REF! | #REF! | #REF! | #REF! | #REF! | #REF! | #REF! | #REF! | #REF! | #REF! | #REF! | #REF! | #REF! | #REF! | #REF! | #REF! | #REF! | #REF! | #REF! | #REF! | #REF! | #REF! | #REF! | #REF! | #REF! | #REF! | #REF! | #REF! | #REF! | #REF!
#REF! | 0 | 0 | 0 | #REF! | #REF! | #REF! | #REF! | #REF! | #REF! | #REF! | #REF! | #REF! | #REF! | #REF! | #REF! | #REF! | #REF! | #REF! | #REF! | 0 | 0 | #DIV/0! | #DIV/0! | #DIV/0! | #DIV/0! | #DIV/0! | #DIV/0! | #DIV/0! | #DIV/0! | #DIV/0! | #DIV/0! | #DIV/0! | #DIV/0! | #DIV/0! | #DIV/0! | #DIV/0! | #DIV/0! | #DIV/0! | #DIV/0! | #DIV/0! | #DIV/0! | #DIV/0! | #DIV/0! | #DIV/0! | #DIV/0! | #DIV/0! | #DIV/0! | 4 | 2 | 1 | 0 | 0 | 0 | 0 | 0 | #N/A | #N/A | #N/A | #N/A | #N/A | #N/A | #N/A | #N/A | #N/A | #N/A | #N/A | #N/A | #N/A | #N/A | #N/A | #N/A | #REF! | #REF! | #REF! | #REF! | #REF! | #REF! | #REF! | #REF! | #REF! | #REF! | #REF! | #REF! | #REF! | #REF! | #REF! | #REF! | #REF! | #REF! | #REF! | #REF! | #REF! | #REF! | #REF! | #REF! | #REF! | #REF! | #REF! | #REF! | #REF! | #REF! | #REF! | #REF! | #REF! | #REF! | #REF! | #REF!
#REF! | #REF! | #REF! | #REF! | #REF! | #REF! | #REF! | #REF! | #REF! | #REF! | #REF! | #REF! | #REF! | #REF! | #REF! | #REF! | #REF! | #REF! | #REF! | #REF! | #REF! | #REF! | #REF! | #REF! | #REF! | #REF! | #REF! | #REF! | #REF! | #REF! | #REF! | #REF! | #REF! | #REF! | #REF! | #REF! | #REF! | #REF! | #REF! | #REF! | #REF! | #REF! | #REF! | #REF! | #REF! | #REF! | #REF! | #REF! | 4 | 2 | 1 | 0 | 0 | 0 | 0 | 0 | #N/A | #N/A | #N/A | #N/A | #N/A | #N/A | #N/A | #N/A | #N/A | #N/A | #N/A | #N/A | #N/A | #N/A | #N/A | #N/A | #REF! | #REF! | #REF! | #REF! | #REF! | #REF! | #REF! | #REF! | #REF! | #REF! | #REF! | #REF! | #REF! | #REF! | #REF! | #REF! | #REF! | #REF! | #REF! | #REF! | #REF! | #REF! | #REF! | #REF! | #REF! | #REF! | #REF! | #REF! | #REF! | #REF! | #REF! | #REF! | #REF! | #REF! | #REF! | #REF!
#REF! | #REF! | #REF! | #REF! | #REF! | #REF! | #REF! | #REF! | #REF! | #REF! | #REF! | #REF! | #REF! | #REF! | #REF! | #REF! | #REF! | #REF! | #REF! | #REF! | #REF! | #REF! | #REF! | #REF! | #REF! | #REF! | #REF! | #REF! | #REF! | #REF! | #REF! | #REF! | #REF! | #REF! | #REF! | #REF! | #REF! | #REF! | #REF! | #REF! | #REF! | #REF! | #REF! | #REF! | #REF! | #REF! | #REF! | #REF! | 4 | 2 | 1 | 0 | 0 | 0 | 0 | 0 | #N/A | #N/A | #N/A | #N/A | #N/A | #N/A | #N/A | #N/A | #N/A | #N/A | #N/A | #N/A | #N/A | #N/A | #N/A | #N/A | #REF! | #REF! | #REF! | #REF! | #REF! | #REF! | #REF! | #REF! | #REF! | #REF! | #REF! | #REF! | #REF! | #REF! | #REF! | #REF! | #REF! | #REF! | #REF! | #REF! | #REF! | #REF! | #REF! | #REF! | #REF! | #REF! | #REF! | #REF! | #REF! | #REF! | #REF! | #REF! | #REF! | #REF! | #REF! | #REF!
#REF! | 0 | 0 | 0 | #REF! | #REF! | #REF! | #REF! | #REF! | #REF! | #REF! | #REF! | #REF! | #REF! | #REF! | #REF! | #REF! | #REF! | #REF! | #REF! | 0 | 0 | #DIV/0! | #DIV/0! | #DIV/0! | #DIV/0! | #DIV/0! | #DIV/0! | #DIV/0! | #DIV/0! | #DIV/0! | #DIV/0! | #DIV/0! | #DIV/0! | #DIV/0! | #DIV/0! | #DIV/0! | #DIV/0! | #DIV/0! | #DIV/0! | #DIV/0! | #DIV/0! | #DIV/0! | #DIV/0! | #DIV/0! | #DIV/0! | #DIV/0! | #DIV/0! | 4 | 2 | 1 | 0 | 0 | 0 | 0 | 0 | #N/A | #N/A | #N/A | #N/A | #N/A | #N/A | #N/A | #N/A | #N/A | #N/A | #N/A | #N/A | #N/A | #N/A | #N/A | #N/A | #REF! | #REF! | #REF! | #REF! | #REF! | #REF! | #REF! | #REF! | #REF! | #REF! | #REF! | #REF! | #REF! | #REF! | #REF! | #REF! | #REF! | #REF! | #REF! | #REF! | #REF! | #REF! | #REF! | #REF! | #REF! | #REF! | #REF! | #REF! | #REF! | #REF! | #REF! | #REF! | #REF! | #REF! | #REF! | #REF!
0 | 0 | 0 | 0 | #DIV/0! | #DIV/0! | #DIV/0! | #DIV/0! | #DIV/0! | #DIV/0! | #DIV/0! | #DIV/0! | #DIV/0! | #DIV/0! | #DIV/0! | #DIV/0! | #DIV/0! | #DIV/0! | #DIV/0! | #DIV/0! | 0 | 0 | #DIV/0! | #DIV/0! | #DIV/0! | #DIV/0! | #DIV/0! | #DIV/0! | #DIV/0! | #DIV/0! | #DIV/0! | #DIV/0! | #DIV/0! | #DIV/0! | #DIV/0! | #DIV/0! | #DIV/0! | #DIV/0! | #DIV/0! | #DIV/0! | #DIV/0! | #DIV/0! | #DIV/0! | #DIV/0! | #DIV/0! | #DIV/0! | #DIV/0! | #DIV/0! | 4 | 2 | 1 | 0 | 0 | 0 | 0 | 0 | #N/A | #N/A | #N/A | #N/A | #N/A | #N/A | #N/A | #N/A | #N/A | #N/A | #N/A | #N/A | #N/A | #N/A | #N/A | #N/A | #DIV/0! | #DIV/0! | #DIV/0! | #DIV/0! | #DIV/0! | #DIV/0! | #DIV/0! | #DIV/0! | #DIV/0! | #DIV/0! | #DIV/0! | #DIV/0! | #DIV/0! | #DIV/0! | #DIV/0! | #DIV/0! | #DIV/0! | #DIV/0! | #DIV/0! | #DIV/0! | #DIV/0! | #DIV/0! | #DIV/0! | #DIV/0! | #DIV/0! | #DIV/0! | #DIV/0! | #DIV/0! | #DIV/0! | #DIV/0! | #DIV/0! | #DIV/0! | #DIV/0! | #DIV/0! | #DIV/0! | #DIV/0!
0 | 0 | 0 | 0 | #DIV/0! | #DIV/0! | #DIV/0! | #DIV/0! | #DIV/0! | #DIV/0! | #DIV/0! | #DIV/0! | #DIV/0! | #DIV/0! | #DIV/0! | #DIV/0! | #DIV/0! | #DIV/0! | #DIV/0! | #DIV/0! | 0 | 0 | #DIV/0! | #DIV/0! | #DIV/0! | #DIV/0! | #DIV/0! | #DIV/0! | #DIV/0! | #DIV/0! | #DIV/0! | #DIV/0! | #DIV/0! | #DIV/0! | #DIV/0! | #DIV/0! | #DIV/0! | #DIV/0! | #DIV/0! | #DIV/0! | #DIV/0! | #DIV/0! | #DIV/0! | #DIV/0! | #DIV/0! | #DIV/0! | #DIV/0! | #DIV/0! | 4 | 2 | 1 | 0 | 0 | 0 | 0 | 0 | #N/A | #N/A | #N/A | #N/A | #N/A | #N/A | #N/A | #N/A | #N/A | #N/A | #N/A | #N/A | #N/A | #N/A | #N/A | #N/A | #DIV/0! | #DIV/0! | #DIV/0! | #DIV/0! | #DIV/0! | #DIV/0! | #DIV/0! | #DIV/0! | #DIV/0! | #DIV/0! | #DIV/0! | #DIV/0! | #DIV/0! | #DIV/0! | #DIV/0! | #DIV/0! | #DIV/0! | #DIV/0! | #DIV/0! | #DIV/0! | #DIV/0! | #DIV/0! | #DIV/0! | #DIV/0! | #DIV/0! | #DIV/0! | #DIV/0! | #DIV/0! | #DIV/0! | #DIV/0! | #DIV/0! | #DIV/0! | #DIV/0! | #DIV/0! | #DIV/0! | #DIV/0!
0 | 0 | 0 | 0 | #DIV/0! | #DIV/0! | #DIV/0! | #DIV/0! | #DIV/0! | #DIV/0! | #DIV/0! | #DIV/0! | #DIV/0! | #DIV/0! | #DIV/0! | #DIV/0! | #DIV/0! | #DIV/0! | #DIV/0! | #DIV/0! | 0 | 0 | #DIV/0! | #DIV/0! | #DIV/0! | #DIV/0! | #DIV/0! | #DIV/0! | #DIV/0! | #DIV/0! | #DIV/0! | #DIV/0! | #DIV/0! | #DIV/0! | #DIV/0! | #DIV/0! | #DIV/0! | #DIV/0! | #DIV/0! | #DIV/0! | #DIV/0! | #DIV/0! | #DIV/0! | #DIV/0! | #DIV/0! | #DIV/0! | #DIV/0! | #DIV/0! | 4 | 2 | 1 | 0 | 0 | 0 | 0 | 0 | #N/A | #N/A | #N/A | #N/A | #N/A | #N/A | #N/A | #N/A | #N/A | #N/A | #N/A | #N/A | #N/A | #N/A | #N/A | #N/A | #DIV/0! | #DIV/0! | #DIV/0! | #DIV/0! | #DIV/0! | #DIV/0! | #DIV/0! | #DIV/0! | #DIV/0! | #DIV/0! | #DIV/0! | #DIV/0! | #DIV/0! | #DIV/0! | #DIV/0! | #DIV/0! | #DIV/0! | #DIV/0! | #DIV/0! | #DIV/0! | #DIV/0! | #DIV/0! | #DIV/0! | #DIV/0! | #DIV/0! | #DIV/0! | #DIV/0! | #DIV/0! | #DIV/0! | #DIV/0! | #DIV/0! | #DIV/0! | #DIV/0! | #DIV/0! | #DIV/0! | #DIV/0!
0 | 0 | 0 | 0 | #DIV/0! | #DIV/0! | #DIV/0! | #DIV/0! | #DIV/0! | #DIV/0! | #DIV/0! | #DIV/0! | #DIV/0! | #DIV/0! | #DIV/0! | #DIV/0! | #DIV/0! | #DIV/0! | #DIV/0! | #DIV/0! | 0 | 0 | #DIV/0! | #DIV/0! | #DIV/0! | #DIV/0! | #DIV/0! | #DIV/0! | #DIV/0! | #DIV/0! | #DIV/0! | #DIV/0! | #DIV/0! | #DIV/0! | #DIV/0! | #DIV/0! | #DIV/0! | #DIV/0! | #DIV/0! | #DIV/0! | #DIV/0! | #DIV/0! | #DIV/0! | #DIV/0! | #DIV/0! | #DIV/0! | #DIV/0! | #DIV/0! | 4 | 2 | 1 | 0 | 0 | 0 | 0 | 0 | #N/A | #N/A | #N/A | #N/A | #N/A | #N/A | #N/A | #N/A | #N/A | #N/A | #N/A | #N/A | #N/A | #N/A | #N/A | #N/A | #DIV/0! | #DIV/0! | #DIV/0! | #DIV/0! | #DIV/0! | #DIV/0! | #DIV/0! | #DIV/0! | #DIV/0! | #DIV/0! | #DIV/0! | #DIV/0! | #DIV/0! | #DIV/0! | #DIV/0! | #DIV/0! | #DIV/0! | #DIV/0! | #DIV/0! | #DIV/0! | #DIV/0! | #DIV/0! | #DIV/0! | #DIV/0! | #DIV/0! | #DIV/0! | #DIV/0! | #DIV/0! | #DIV/0! | #DIV/0! | #DIV/0! | #DIV/0! | #DIV/0! | #DIV/0! | #DIV/0! | #DIV/0!
0 | 0 | 0 | 0 | #DIV/0! | #DIV/0! | #DIV/0! | #DIV/0! | #DIV/0! | #DIV/0! | #DIV/0! | #DIV/0! | #DIV/0! | #DIV/0! | #DIV/0! | #DIV/0! | #DIV/0! | #DIV/0! | #DIV/0! | #DIV/0! | 0 | 0 | #DIV/0! | #DIV/0! | #DIV/0! | #DIV/0! | #DIV/0! | #DIV/0! | #DIV/0! | #DIV/0! | #DIV/0! | #DIV/0! | #DIV/0! | #DIV/0! | #DIV/0! | #DIV/0! | #DIV/0! | #DIV/0! | #DIV/0! | #DIV/0! | #DIV/0! | #DIV/0! | #DIV/0! | #DIV/0! | #DIV/0! | #DIV/0! | #DIV/0! | #DIV/0! | 4 | 2 | 1 | 0 | 0 | 0 | 0 | 0 | #N/A | #N/A | #N/A | #N/A | #N/A | #N/A | #N/A | #N/A | #N/A | #N/A | #N/A | #N/A | #N/A | #N/A | #N/A | #N/A | #DIV/0! | #DIV/0! | #DIV/0! | #DIV/0! | #DIV/0! | #DIV/0! | #DIV/0! | #DIV/0! | #DIV/0! | #DIV/0! | #DIV/0! | #DIV/0! | #DIV/0! | #DIV/0! | #DIV/0! | #DIV/0! | #DIV/0! | #DIV/0! | #DIV/0! | #DIV/0! | #DIV/0! | #DIV/0! | #DIV/0! | #DIV/0! | #DIV/0! | #DIV/0! | #DIV/0! | #DIV/0! | #DIV/0! | #DIV/0! | #DIV/0! | #DIV/0! | #DIV/0! | #DIV/0! | #DIV/0! | #DIV/0!
0 | 0 | 0 | 0 | #DIV/0! | #DIV/0! | #DIV/0! | #DIV/0! | #DIV/0! | #DIV/0! | #DIV/0! | #DIV/0! | #DIV/0! | #DIV/0! | #DIV/0! | #DIV/0! | #DIV/0! | #DIV/0! | #DIV/0! | #DIV/0! | 0 | 0 | #DIV/0! | #DIV/0! | #DIV/0! | #DIV/0! | #DIV/0! | #DIV/0! | #DIV/0! | #DIV/0! | #DIV/0! | #DIV/0! | #DIV/0! | #DIV/0! | #DIV/0! | #DIV/0! | #DIV/0! | #DIV/0! | #DIV/0! | #DIV/0! | #DIV/0! | #DIV/0! | #DIV/0! | #DIV/0! | #DIV/0! | #DIV/0! | #DIV/0! | #DIV/0! | 4 | 2 | 1 | 0 | 0 | 0 | 0 | 0 | #N/A | #N/A | #N/A | #N/A | #N/A | #N/A | #N/A | #N/A | #N/A | #N/A | #N/A | #N/A | #N/A | #N/A | #N/A | #N/A | #DIV/0! | #DIV/0! | #DIV/0! | #DIV/0! | #DIV/0! | #DIV/0! | #DIV/0! | #DIV/0! | #DIV/0! | #DIV/0! | #DIV/0! | #DIV/0! | #DIV/0! | #DIV/0! | #DIV/0! | #DIV/0! | #DIV/0! | #DIV/0! | #DIV/0! | #DIV/0! | #DIV/0! | #DIV/0! | #DIV/0! | #DIV/0! | #DIV/0! | #DIV/0! | #DIV/0! | #DIV/0! | #DIV/0! | #DIV/0! | #DIV/0! | #DIV/0! | #DIV/0! | #DIV/0! | #DIV/0! | #DIV/0!
0 | 0 | 0 | 0 | #DIV/0! | #DIV/0! | #DIV/0! | #DIV/0! | #DIV/0! | #DIV/0! | #DIV/0! | #DIV/0! | #DIV/0! | #DIV/0! | #DIV/0! | #DIV/0! | #DIV/0! | #DIV/0! | #DIV/0! | #DIV/0! | 0 | 0 | #DIV/0! | #DIV/0! | #DIV/0! | #DIV/0! | #DIV/0! | #DIV/0! | #DIV/0! | #DIV/0! | #DIV/0! | #DIV/0! | #DIV/0! | #DIV/0! | #DIV/0! | #DIV/0! | #DIV/0! | #DIV/0! | #DIV/0! | #DIV/0! | #DIV/0! | #DIV/0! | #DIV/0! | #DIV/0! | #DIV/0! | #DIV/0! | #DIV/0! | #DIV/0! | 4 | 2 | 1 | 0 | 0 | 0 | 0 | 0 | #N/A | #N/A | #N/A | #N/A | #N/A | #N/A | #N/A | #N/A | #N/A | #N/A | #N/A | #N/A | #N/A | #N/A | #N/A | #N/A | #DIV/0! | #DIV/0! | #DIV/0! | #DIV/0! | #DIV/0! | #DIV/0! | #DIV/0! | #DIV/0! | #DIV/0! | #DIV/0! | #DIV/0! | #DIV/0! | #DIV/0! | #DIV/0! | #DIV/0! | #DIV/0! | #DIV/0! | #DIV/0! | #DIV/0! | #DIV/0! | #DIV/0! | #DIV/0! | #DIV/0! | #DIV/0! | #DIV/0! | #DIV/0! | #DIV/0! | #DIV/0! | #DIV/0! | #DIV/0! | #DIV/0! | #DIV/0! | #DIV/0! | #DIV/0! | #DIV/0! | #DIV/0!
0 | 0 | 0 | 0 | #DIV/0! | #DIV/0! | #DIV/0! | #DIV/0! | #DIV/0! | #DIV/0! | #DIV/0! | #DIV/0! | #DIV/0! | #DIV/0! | #DIV/0! | #DIV/0! | #DIV/0! | #DIV/0! | #DIV/0! | #DIV/0! | 0 | 0 | #DIV/0! | #DIV/0! | #DIV/0! | #DIV/0! | #DIV/0! | #DIV/0! | #DIV/0! | #DIV/0! | #DIV/0! | #DIV/0! | #DIV/0! | #DIV/0! | #DIV/0! | #DIV/0! | #DIV/0! | #DIV/0! | #DIV/0! | #DIV/0! | #DIV/0! | #DIV/0! | #DIV/0! | #DIV/0! | #DIV/0! | #DIV/0! | #DIV/0! | #DIV/0! | 4 | 2 | 1 | 0 | 0 | 0 | 0 | 0 | #N/A | #N/A | #N/A | #N/A | #N/A | #N/A | #N/A | #N/A | #N/A | #N/A | #N/A | #N/A | #N/A | #N/A | #N/A | #N/A | #DIV/0! | #DIV/0! | #DIV/0! | #DIV/0! | #DIV/0! | #DIV/0! | #DIV/0! | #DIV/0! | #DIV/0! | #DIV/0! | #DIV/0! | #DIV/0! | #DIV/0! | #DIV/0! | #DIV/0! | #DIV/0! | #DIV/0! | #DIV/0! | #DIV/0! | #DIV/0! | #DIV/0! | #DIV/0! | #DIV/0! | #DIV/0! | #DIV/0! | #DIV/0! | #DIV/0! | #DIV/0! | #DIV/0! | #DIV/0! | #DIV/0! | #DIV/0! | #DIV/0! | #DIV/0! | #DIV/0! | #DIV/0!
0 | 0 | 0 | 0 | #DIV/0! | #DIV/0! | #DIV/0! | #DIV/0! | #DIV/0! | #DIV/0! | #DIV/0! | #DIV/0! | #DIV/0! | #DIV/0! | #DIV/0! | #DIV/0! | #DIV/0! | #DIV/0! | #DIV/0! | #DIV/0! | 0 | 0 | #DIV/0! | #DIV/0! | #DIV/0! | #DIV/0! | #DIV/0! | #DIV/0! | #DIV/0! | #DIV/0! | #DIV/0! | #DIV/0! | #DIV/0! | #DIV/0! | #DIV/0! | #DIV/0! | #DIV/0! | #DIV/0! | #DIV/0! | #DIV/0! | #DIV/0! | #DIV/0! | #DIV/0! | #DIV/0! | #DIV/0! | #DIV/0! | #DIV/0! | #DIV/0! | 4 | 2 | 1 | 0 | 0 | 0 | 0 | 0 | #N/A | #N/A | #N/A | #N/A | #N/A | #N/A | #N/A | #N/A | #N/A | #N/A | #N/A | #N/A | #N/A | #N/A | #N/A | #N/A | #DIV/0! | #DIV/0! | #DIV/0! | #DIV/0! | #DIV/0! | #DIV/0! | #DIV/0! | #DIV/0! | #DIV/0! | #DIV/0! | #DIV/0! | #DIV/0! | #DIV/0! | #DIV/0! | #DIV/0! | #DIV/0! | #DIV/0! | #DIV/0! | #DIV/0! | #DIV/0! | #DIV/0! | #DIV/0! | #DIV/0! | #DIV/0! | #DIV/0! | #DIV/0! | #DIV/0! | #DIV/0! | #DIV/0! | #DIV/0! | #DIV/0! | #DIV/0! | #DIV/0! | #DIV/0! | #DIV/0! | #DIV/0!
0 | 0 | 0 | 0 | #DIV/0! | #DIV/0! | #DIV/0! | #DIV/0! | #DIV/0! | #DIV/0! | #DIV/0! | #DIV/0! | #DIV/0! | #DIV/0! | #DIV/0! | #DIV/0! | #DIV/0! | #DIV/0! | #DIV/0! | #DIV/0! | 0 | 0 | #DIV/0! | #DIV/0! | #DIV/0! | #DIV/0! | #DIV/0! | #DIV/0! | #DIV/0! | #DIV/0! | #DIV/0! | #DIV/0! | #DIV/0! | #DIV/0! | #DIV/0! | #DIV/0! | #DIV/0! | #DIV/0! | #DIV/0! | #DIV/0! | #DIV/0! | #DIV/0! | #DIV/0! | #DIV/0! | #DIV/0! | #DIV/0! | #DIV/0! | #DIV/0! | 4 | 2 | 1 | 0 | 0 | 0 | 0 | 0 | #N/A | #N/A | #N/A | #N/A | #N/A | #N/A | #N/A | #N/A | #N/A | #N/A | #N/A | #N/A | #N/A | #N/A | #N/A | #N/A | #DIV/0! | #DIV/0! | #DIV/0! | #DIV/0! | #DIV/0! | #DIV/0! | #DIV/0! | #DIV/0! | #DIV/0! | #DIV/0! | #DIV/0! | #DIV/0! | #DIV/0! | #DIV/0! | #DIV/0! | #DIV/0! | #DIV/0! | #DIV/0! | #DIV/0! | #DIV/0! | #DIV/0! | #DIV/0! | #DIV/0! | #DIV/0! | #DIV/0! | #DIV/0! | #DIV/0! | #DIV/0! | #DIV/0! | #DIV/0! | #DIV/0! | #DIV/0! | #DIV/0! | #DIV/0! | #DIV/0! | #DIV/0!
0 | 0 | 0 | 0 | #DIV/0! | #DIV/0! | #DIV/0! | #DIV/0! | #DIV/0! | #DIV/0! | #DIV/0! | #DIV/0! | #DIV/0! | #DIV/0! | #DIV/0! | #DIV/0! | #DIV/0! | #DIV/0! | #DIV/0! | #DIV/0! | 0 | 0 | #DIV/0! | #DIV/0! | #DIV/0! | #DIV/0! | #DIV/0! | #DIV/0! | #DIV/0! | #DIV/0! | #DIV/0! | #DIV/0! | #DIV/0! | #DIV/0! | #DIV/0! | #DIV/0! | #DIV/0! | #DIV/0! | #DIV/0! | #DIV/0! | #DIV/0! | #DIV/0! | #DIV/0! | #DIV/0! | #DIV/0! | #DIV/0! | #DIV/0! | #DIV/0! | 4 | 2 | 1 | 0 | 0 | 0 | 0 | 0 | #N/A | #N/A | #N/A | #N/A | #N/A | #N/A | #N/A | #N/A | #N/A | #N/A | #N/A | #N/A | #N/A | #N/A | #N/A | #N/A | #DIV/0! | #DIV/0! | #DIV/0! | #DIV/0! | #DIV/0! | #DIV/0! | #DIV/0! | #DIV/0! | #DIV/0! | #DIV/0! | #DIV/0! | #DIV/0! | #DIV/0! | #DIV/0! | #DIV/0! | #DIV/0! | #DIV/0! | #DIV/0! | #DIV/0! | #DIV/0! | #DIV/0! | #DIV/0! | #DIV/0! | #DIV/0! | #DIV/0! | #DIV/0! | #DIV/0! | #DIV/0! | #DIV/0! | #DIV/0! | #DIV/0! | #DIV/0! | #DIV/0! | #DIV/0! | #DIV/0! | #DIV/0!
0 | 0 | 0 | 0 | #DIV/0! | #DIV/0! | #DIV/0! | #DIV/0! | #DIV/0! | #DIV/0! | #DIV/0! | #DIV/0! | #DIV/0! | #DIV/0! | #DIV/0! | #DIV/0! | #DIV/0! | #DIV/0! | #DIV/0! | #DIV/0! | 0 | 0 | #DIV/0! | #DIV/0! | #DIV/0! | #DIV/0! | #DIV/0! | #DIV/0! | #DIV/0! | #DIV/0! | #DIV/0! | #DIV/0! | #DIV/0! | #DIV/0! | #DIV/0! | #DIV/0! | #DIV/0! | #DIV/0! | #DIV/0! | #DIV/0! | #DIV/0! | #DIV/0! | #DIV/0! | #DIV/0! | #DIV/0! | #DIV/0! | #DIV/0! | #DIV/0! | 4 | 2 | 1 | 0 | 0 | 0 | 0 | 0 | #N/A | #N/A | #N/A | #N/A | #N/A | #N/A | #N/A | #N/A | #N/A | #N/A | #N/A | #N/A | #N/A | #N/A | #N/A | #N/A | #DIV/0! | #DIV/0! | #DIV/0! | #DIV/0! | #DIV/0! | #DIV/0! | #DIV/0! | #DIV/0! | #DIV/0! | #DIV/0! | #DIV/0! | #DIV/0! | #DIV/0! | #DIV/0! | #DIV/0! | #DIV/0! | #DIV/0! | #DIV/0! | #DIV/0! | #DIV/0! | #DIV/0! | #DIV/0! | #DIV/0! | #DIV/0! | #DIV/0! | #DIV/0! | #DIV/0! | #DIV/0! | #DIV/0! | #DIV/0! | #DIV/0! | #DIV/0! | #DIV/0! | #DIV/0! | #DIV/0! | #DIV/0!
0 | 0 | 0 | 0 | #DIV/0! | #DIV/0! | #DIV/0! | #DIV/0! | #DIV/0! | #DIV/0! | #DIV/0! | #DIV/0! | #DIV/0! | #DIV/0! | #DIV/0! | #DIV/0! | #DIV/0! | #DIV/0! | #DIV/0! | #DIV/0! | 0 | 0 | #DIV/0! | #DIV/0! | #DIV/0! | #DIV/0! | #DIV/0! | #DIV/0! | #DIV/0! | #DIV/0! | #DIV/0! | #DIV/0! | #DIV/0! | #DIV/0! | #DIV/0! | #DIV/0! | #DIV/0! | #DIV/0! | #DIV/0! | #DIV/0! | #DIV/0! | #DIV/0! | #DIV/0! | #DIV/0! | #DIV/0! | #DIV/0! | #DIV/0! | #DIV/0! | 4 | 2 | 1 | 0 | 0 | 0 | 0 | 0 | #N/A | #N/A | #N/A | #N/A | #N/A | #N/A | #N/A | #N/A | #N/A | #N/A | #N/A | #N/A | #N/A | #N/A | #N/A | #N/A | #DIV/0! | #DIV/0! | #DIV/0! | #DIV/0! | #DIV/0! | #DIV/0! | #DIV/0! | #DIV/0! | #DIV/0! | #DIV/0! | #DIV/0! | #DIV/0! | #DIV/0! | #DIV/0! | #DIV/0! | #DIV/0! | #DIV/0! | #DIV/0! | #DIV/0! | #DIV/0! | #DIV/0! | #DIV/0! | #DIV/0! | #DIV/0! | #DIV/0! | #DIV/0! | #DIV/0! | #DIV/0! | #DIV/0! | #DIV/0! | #DIV/0! | #DIV/0! | #DIV/0! | #DIV/0! | #DIV/0! | #DIV/0!
0 | 0 | 0 | 0 | #DIV/0! | #DIV/0! | #DIV/0! | #DIV/0! | #DIV/0! | #DIV/0! | #DIV/0! | #DIV/0! | #DIV/0! | #DIV/0! | #DIV/0! | #DIV/0! | #DIV/0! | #DIV/0! | #DIV/0! | #DIV/0! | 0 | 0 | #DIV/0! | #DIV/0! | #DIV/0! | #DIV/0! | #DIV/0! | #DIV/0! | #DIV/0! | #DIV/0! | #DIV/0! | #DIV/0! | #DIV/0! | #DIV/0! | #DIV/0! | #DIV/0! | #DIV/0! | #DIV/0! | #DIV/0! | #DIV/0! | #DIV/0! | #DIV/0! | #DIV/0! | #DIV/0! | #DIV/0! | #DIV/0! | #DIV/0! | #DIV/0! | 4 | 2 | 1 | 0 | 0 | 0 | 0 | 0 | #N/A | #N/A | #N/A | #N/A | #N/A | #N/A | #N/A | #N/A | #N/A | #N/A | #N/A | #N/A | #N/A | #N/A | #N/A | #N/A | #DIV/0! | #DIV/0! | #DIV/0! | #DIV/0! | #DIV/0! | #DIV/0! | #DIV/0! | #DIV/0! | #DIV/0! | #DIV/0! | #DIV/0! | #DIV/0! | #DIV/0! | #DIV/0! | #DIV/0! | #DIV/0! | #DIV/0! | #DIV/0! | #DIV/0! | #DIV/0! | #DIV/0! | #DIV/0! | #DIV/0! | #DIV/0! | #DIV/0! | #DIV/0! | #DIV/0! | #DIV/0! | #DIV/0! | #DIV/0! | #DIV/0! | #DIV/0! | #DIV/0! | #DIV/0! | #DIV/0! | #DIV/0!
0 | 0 | 0 | 0 | #DIV/0! | #DIV/0! | #DIV/0! | #DIV/0! | #DIV/0! | #DIV/0! | #DIV/0! | #DIV/0! | #DIV/0! | #DIV/0! | #DIV/0! | #DIV/0! | #DIV/0! | #DIV/0! | #DIV/0! | #DIV/0! | 0 | 0 | #DIV/0! | #DIV/0! | #DIV/0! | #DIV/0! | #DIV/0! | #DIV/0! | #DIV/0! | #DIV/0! | #DIV/0! | #DIV/0! | #DIV/0! | #DIV/0! | #DIV/0! | #DIV/0! | #DIV/0! | #DIV/0! | #DIV/0! | #DIV/0! | #DIV/0! | #DIV/0! | #DIV/0! | #DIV/0! | #DIV/0! | #DIV/0! | #DIV/0! | #DIV/0! | 4 | 2 | 1 | 0 | 0 | 0 | 0 | 0 | #N/A | #N/A | #N/A | #N/A | #N/A | #N/A | #N/A | #N/A | #N/A | #N/A | #N/A | #N/A | #N/A | #N/A | #N/A | #N/A | #DIV/0! | #DIV/0! | #DIV/0! | #DIV/0! | #DIV/0! | #DIV/0! | #DIV/0! | #DIV/0! | #DIV/0! | #DIV/0! | #DIV/0! | #DIV/0! | #DIV/0! | #DIV/0! | #DIV/0! | #DIV/0! | #DIV/0! | #DIV/0! | #DIV/0! | #DIV/0! | #DIV/0! | #DIV/0! | #DIV/0! | #DIV/0! | #DIV/0! | #DIV/0! | #DIV/0! | #DIV/0! | #DIV/0! | #DIV/0! | #DIV/0! | #DIV/0! | #DIV/0! | #DIV/0! | #DIV/0! | #DIV/0!
0 | 0 | 0 | 0 | #DIV/0! | #DIV/0! | #DIV/0! | #DIV/0! | #DIV/0! | #DIV/0! | #DIV/0! | #DIV/0! | #DIV/0! | #DIV/0! | #DIV/0! | #DIV/0! | #DIV/0! | #DIV/0! | #DIV/0! | #DIV/0! | 0 | 0 | #DIV/0! | #DIV/0! | #DIV/0! | #DIV/0! | #DIV/0! | #DIV/0! | #DIV/0! | #DIV/0! | #DIV/0! | #DIV/0! | #DIV/0! | #DIV/0! | #DIV/0! | #DIV/0! | #DIV/0! | #DIV/0! | #DIV/0! | #DIV/0! | #DIV/0! | #DIV/0! | #DIV/0! | #DIV/0! | #DIV/0! | #DIV/0! | #DIV/0! | #DIV/0! | 4 | 2 | 1 | 0 | 0 | 0 | 0 | 0 | #N/A | #N/A | #N/A | #N/A | #N/A | #N/A | #N/A | #N/A | #N/A | #N/A | #N/A | #N/A | #N/A | #N/A | #N/A | #N/A | #DIV/0! | #DIV/0! | #DIV/0! | #DIV/0! | #DIV/0! | #DIV/0! | #DIV/0! | #DIV/0! | #DIV/0! | #DIV/0! | #DIV/0! | #DIV/0! | #DIV/0! | #DIV/0! | #DIV/0! | #DIV/0! | #DIV/0! | #DIV/0! | #DIV/0! | #DIV/0! | #DIV/0! | #DIV/0! | #DIV/0! | #DIV/0! | #DIV/0! | #DIV/0! | #DIV/0! | #DIV/0! | #DIV/0! | #DIV/0! | #DIV/0! | #DIV/0! | #DIV/0! | #DIV/0! | #DIV/0! | #DIV/0!
0 | 0 | 0 | 0 | #DIV/0! | #DIV/0! | #DIV/0! | #DIV/0! | #DIV/0! | #DIV/0! | #DIV/0! | #DIV/0! | #DIV/0! | #DIV/0! | #DIV/0! | #DIV/0! | #DIV/0! | #DIV/0! | #DIV/0! | #DIV/0! | 0 | 0 | #DIV/0! | #DIV/0! | #DIV/0! | #DIV/0! | #DIV/0! | #DIV/0! | #DIV/0! | #DIV/0! | #DIV/0! | #DIV/0! | #DIV/0! | #DIV/0! | #DIV/0! | #DIV/0! | #DIV/0! | #DIV/0! | #DIV/0! | #DIV/0! | #DIV/0! | #DIV/0! | #DIV/0! | #DIV/0! | #DIV/0! | #DIV/0! | #DIV/0! | #DIV/0! | 4 | 2 | 1 | 0 | 0 | 0 | 0 | 0 | #N/A | #N/A | #N/A | #N/A | #N/A | #N/A | #N/A | #N/A | #N/A | #N/A | #N/A | #N/A | #N/A | #N/A | #N/A | #N/A | #DIV/0! | #DIV/0! | #DIV/0! | #DIV/0! | #DIV/0! | #DIV/0! | #DIV/0! | #DIV/0! | #DIV/0! | #DIV/0! | #DIV/0! | #DIV/0! | #DIV/0! | #DIV/0! | #DIV/0! | #DIV/0! | #DIV/0! | #DIV/0! | #DIV/0! | #DIV/0! | #DIV/0! | #DIV/0! | #DIV/0! | #DIV/0! | #DIV/0! | #DIV/0! | #DIV/0! | #DIV/0! | #DIV/0! | #DIV/0! | #DIV/0! | #DIV/0! | #DIV/0! | #DIV/0! | #DIV/0! | #DIV/0!
0 | 0 | 0 | 0 | #DIV/0! | #DIV/0! | #DIV/0! | #DIV/0! | #DIV/0! | #DIV/0! | #DIV/0! | #DIV/0! | #DIV/0! | #DIV/0! | #DIV/0! | #DIV/0! | #DIV/0! | #DIV/0! | #DIV/0! | #DIV/0! | 0 | 0 | #DIV/0! | #DIV/0! | #DIV/0! | #DIV/0! | #DIV/0! | #DIV/0! | #DIV/0! | #DIV/0! | #DIV/0! | #DIV/0! | #DIV/0! | #DIV/0! | #DIV/0! | #DIV/0! | #DIV/0! | #DIV/0! | #DIV/0! | #DIV/0! | #DIV/0! | #DIV/0! | #DIV/0! | #DIV/0! | #DIV/0! | #DIV/0! | #DIV/0! | #DIV/0! | 4 | 2 | 1 | 0 | 0 | 0 | 0 | 0 | #N/A | #N/A | #N/A | #N/A | #N/A | #N/A | #N/A | #N/A | #N/A | #N/A | #N/A | #N/A | #N/A | #N/A | #N/A | #N/A | #DIV/0! | #DIV/0! | #DIV/0! | #DIV/0! | #DIV/0! | #DIV/0! | #DIV/0! | #DIV/0! | #DIV/0! | #DIV/0! | #DIV/0! | #DIV/0! | #DIV/0! | #DIV/0! | #DIV/0! | #DIV/0! | #DIV/0! | #DIV/0! | #DIV/0! | #DIV/0! | #DIV/0! | #DIV/0! | #DIV/0! | #DIV/0! | #DIV/0! | #DIV/0! | #DIV/0! | #DIV/0! | #DIV/0! | #DIV/0! | #DIV/0! | #DIV/0! | #DIV/0! | #DIV/0! | #DIV/0! | #DIV/0!
0 | 0 | 0 | 0 | #DIV/0! | #DIV/0! | #DIV/0! | #DIV/0! | #DIV/0! | #DIV/0! | #DIV/0! | #DIV/0! | #DIV/0! | #DIV/0! | #DIV/0! | #DIV/0! | #DIV/0! | #DIV/0! | #DIV/0! | #DIV/0! | 0 | 0 | #DIV/0! | #DIV/0! | #DIV/0! | #DIV/0! | #DIV/0! | #DIV/0! | #DIV/0! | #DIV/0! | #DIV/0! | #DIV/0! | #DIV/0! | #DIV/0! | #DIV/0! | #DIV/0! | #DIV/0! | #DIV/0! | #DIV/0! | #DIV/0! | #DIV/0! | #DIV/0! | #DIV/0! | #DIV/0! | #DIV/0! | #DIV/0! | #DIV/0! | #DIV/0! | 4 | 2 | 1 | 0 | 0 | 0 | 0 | 0 | #N/A | #N/A | #N/A | #N/A | #N/A | #N/A | #N/A | #N/A | #N/A | #N/A | #N/A | #N/A | #N/A | #N/A | #N/A | #N/A | #DIV/0! | #DIV/0! | #DIV/0! | #DIV/0! | #DIV/0! | #DIV/0! | #DIV/0! | #DIV/0! | #DIV/0! | #DIV/0! | #DIV/0! | #DIV/0! | #DIV/0! | #DIV/0! | #DIV/0! | #DIV/0! | #DIV/0! | #DIV/0! | #DIV/0! | #DIV/0! | #DIV/0! | #DIV/0! | #DIV/0! | #DIV/0! | #DIV/0! | #DIV/0! | #DIV/0! | #DIV/0! | #DIV/0! | #DIV/0! | #DIV/0! | #DIV/0! | #DIV/0! | #DIV/0! | #DIV/0! | #DIV/0!
0 | 0 | 0 | 0 | #DIV/0! | #DIV/0! | #DIV/0! | #DIV/0! | #DIV/0! | #DIV/0! | #DIV/0! | #DIV/0! | #DIV/0! | #DIV/0! | #DIV/0! | #DIV/0! | #DIV/0! | #DIV/0! | #DIV/0! | #DIV/0! | 0 | 0 | #DIV/0! | #DIV/0! | #DIV/0! | #DIV/0! | #DIV/0! | #DIV/0! | #DIV/0! | #DIV/0! | #DIV/0! | #DIV/0! | #DIV/0! | #DIV/0! | #DIV/0! | #DIV/0! | #DIV/0! | #DIV/0! | #DIV/0! | #DIV/0! | #DIV/0! | #DIV/0! | #DIV/0! | #DIV/0! | #DIV/0! | #DIV/0! | #DIV/0! | #DIV/0! | 4 | 2 | 1 | 0 | 0 | 0 | 0 | 0 | #N/A | #N/A | #N/A | #N/A | #N/A | #N/A | #N/A | #N/A | #N/A | #N/A | #N/A | #N/A | #N/A | #N/A | #N/A | #N/A | #DIV/0! | #DIV/0! | #DIV/0! | #DIV/0! | #DIV/0! | #DIV/0! | #DIV/0! | #DIV/0! | #DIV/0! | #DIV/0! | #DIV/0! | #DIV/0! | #DIV/0! | #DIV/0! | #DIV/0! | #DIV/0! | #DIV/0! | #DIV/0! | #DIV/0! | #DIV/0! | #DIV/0! | #DIV/0! | #DIV/0! | #DIV/0! | #DIV/0! | #DIV/0! | #DIV/0! | #DIV/0! | #DIV/0! | #DIV/0! | #DIV/0! | #DIV/0! | #DIV/0! | #DIV/0! | #DIV/0! | #DIV/0!
0 | 0 | 0 | 0 | #DIV/0! | #DIV/0! | #DIV/0! | #DIV/0! | #DIV/0! | #DIV/0! | #DIV/0! | #DIV/0! | #DIV/0! | #DIV/0! | #DIV/0! | #DIV/0! | #DIV/0! | #DIV/0! | #DIV/0! | #DIV/0! | 0 | 0 | #DIV/0! | #DIV/0! | #DIV/0! | #DIV/0! | #DIV/0! | #DIV/0! | #DIV/0! | #DIV/0! | #DIV/0! | #DIV/0! | #DIV/0! | #DIV/0! | #DIV/0! | #DIV/0! | #DIV/0! | #DIV/0! | #DIV/0! | #DIV/0! | #DIV/0! | #DIV/0! | #DIV/0! | #DIV/0! | #DIV/0! | #DIV/0! | #DIV/0! | #DIV/0! | 4 | 2 | 1 | 0 | 0 | 0 | 0 | 0 | #N/A | #N/A | #N/A | #N/A | #N/A | #N/A | #N/A | #N/A | #N/A | #N/A | #N/A | #N/A | #N/A | #N/A | #N/A | #N/A | #DIV/0! | #DIV/0! | #DIV/0! | #DIV/0! | #DIV/0! | #DIV/0! | #DIV/0! | #DIV/0! | #DIV/0! | #DIV/0! | #DIV/0! | #DIV/0! | #DIV/0! | #DIV/0! | #DIV/0! | #DIV/0! | #DIV/0! | #DIV/0! | #DIV/0! | #DIV/0! | #DIV/0! | #DIV/0! | #DIV/0! | #DIV/0! | #DIV/0! | #DIV/0! | #DIV/0! | #DIV/0! | #DIV/0! | #DIV/0! | #DIV/0! | #DIV/0! | #DIV/0! | #DIV/0! | #DIV/0! | #DIV/0!
0 | 0 | 0 | 0 | #DIV/0! | #DIV/0! | #DIV/0! | #DIV/0! | #DIV/0! | #DIV/0! | #DIV/0! | #DIV/0! | #DIV/0! | #DIV/0! | #DIV/0! | #DIV/0! | #DIV/0! | #DIV/0! | #DIV/0! | #DIV/0! | 0 | 0 | #DIV/0! | #DIV/0! | #DIV/0! | #DIV/0! | #DIV/0! | #DIV/0! | #DIV/0! | #DIV/0! | #DIV/0! | #DIV/0! | #DIV/0! | #DIV/0! | #DIV/0! | #DIV/0! | #DIV/0! | #DIV/0! | #DIV/0! | #DIV/0! | #DIV/0! | #DIV/0! | #DIV/0! | #DIV/0! | #DIV/0! | #DIV/0! | #DIV/0! | #DIV/0! | 4 | 2 | 1 | 0 | 0 | 0 | 0 | 0 | #N/A | #N/A | #N/A | #N/A | #N/A | #N/A | #N/A | #N/A | #N/A | #N/A | #N/A | #N/A | #N/A | #N/A | #N/A | #N/A | #DIV/0! | #DIV/0! | #DIV/0! | #DIV/0! | #DIV/0! | #DIV/0! | #DIV/0! | #DIV/0! | #DIV/0! | #DIV/0! | #DIV/0! | #DIV/0! | #DIV/0! | #DIV/0! | #DIV/0! | #DIV/0! | #DIV/0! | #DIV/0! | #DIV/0! | #DIV/0! | #DIV/0! | #DIV/0! | #DIV/0! | #DIV/0! | #DIV/0! | #DIV/0! | #DIV/0! | #DIV/0! | #DIV/0! | #DIV/0! | #DIV/0! | #DIV/0! | #DIV/0! | #DIV/0! | #DIV/0! | #DIV/0!
0 | 0 | 0 | 0 | #DIV/0! | #DIV/0! | #DIV/0! | #DIV/0! | #DIV/0! | #DIV/0! | #DIV/0! | #DIV/0! | #DIV/0! | #DIV/0! | #DIV/0! | #DIV/0! | #DIV/0! | #DIV/0! | #DIV/0! | #DIV/0! | 0 | 0 | #DIV/0! | #DIV/0! | #DIV/0! | #DIV/0! | #DIV/0! | #DIV/0! | #DIV/0! | #DIV/0! | #DIV/0! | #DIV/0! | #DIV/0! | #DIV/0! | #DIV/0! | #DIV/0! | #DIV/0! | #DIV/0! | #DIV/0! | #DIV/0! | #DIV/0! | #DIV/0! | #DIV/0! | #DIV/0! | #DIV/0! | #DIV/0! | #DIV/0! | #DIV/0! | 4 | 2 | 1 | 0 | 0 | 0 | 0 | 0 | #N/A | #N/A | #N/A | #N/A | #N/A | #N/A | #N/A | #N/A | #N/A | #N/A | #N/A | #N/A | #N/A | #N/A | #N/A | #N/A | #DIV/0! | #DIV/0! | #DIV/0! | #DIV/0! | #DIV/0! | #DIV/0! | #DIV/0! | #DIV/0! | #DIV/0! | #DIV/0! | #DIV/0! | #DIV/0! | #DIV/0! | #DIV/0! | #DIV/0! | #DIV/0! | #DIV/0! | #DIV/0! | #DIV/0! | #DIV/0! | #DIV/0! | #DIV/0! | #DIV/0! | #DIV/0! | #DIV/0! | #DIV/0! | #DIV/0! | #DIV/0! | #DIV/0! | #DIV/0! | #DIV/0! | #DIV/0! | #DIV/0! | #DIV/0! | #DIV/0! | #DIV/0!
0 | 0 | 0 | 0 | #DIV/0! | #DIV/0! | #DIV/0! | #DIV/0! | #DIV/0! | #DIV/0! | #DIV/0! | #DIV/0! | #DIV/0! | #DIV/0! | #DIV/0! | #DIV/0! | #DIV/0! | #DIV/0! | #DIV/0! | #DIV/0! | 0 | 0 | #DIV/0! | #DIV/0! | #DIV/0! | #DIV/0! | #DIV/0! | #DIV/0! | #DIV/0! | #DIV/0! | #DIV/0! | #DIV/0! | #DIV/0! | #DIV/0! | #DIV/0! | #DIV/0! | #DIV/0! | #DIV/0! | #DIV/0! | #DIV/0! | #DIV/0! | #DIV/0! | #DIV/0! | #DIV/0! | #DIV/0! | #DIV/0! | #DIV/0! | #DIV/0! | 4 | 2 | 1 | 0 | 0 | 0 | 0 | 0 | #N/A | #N/A | #N/A | #N/A | #N/A | #N/A | #N/A | #N/A | #N/A | #N/A | #N/A | #N/A | #N/A | #N/A | #N/A | #N/A | #DIV/0! | #DIV/0! | #DIV/0! | #DIV/0! | #DIV/0! | #DIV/0! | #DIV/0! | #DIV/0! | #DIV/0! | #DIV/0! | #DIV/0! | #DIV/0! | #DIV/0! | #DIV/0! | #DIV/0! | #DIV/0! | #DIV/0! | #DIV/0! | #DIV/0! | #DIV/0! | #DIV/0! | #DIV/0! | #DIV/0! | #DIV/0! | #DIV/0! | #DIV/0! | #DIV/0! | #DIV/0! | #DIV/0! | #DIV/0! | #DIV/0! | #DIV/0! | #DIV/0! | #DIV/0! | #DIV/0! | #DIV/0!
0 | 0 | 0 | 0 | #DIV/0! | #DIV/0! | #DIV/0! | #DIV/0! | #DIV/0! | #DIV/0! | #DIV/0! | #DIV/0! | #DIV/0! | #DIV/0! | #DIV/0! | #DIV/0! | #DIV/0! | #DIV/0! | #DIV/0! | #DIV/0! | 0 | 0 | #DIV/0! | #DIV/0! | #DIV/0! | #DIV/0! | #DIV/0! | #DIV/0! | #DIV/0! | #DIV/0! | #DIV/0! | #DIV/0! | #DIV/0! | #DIV/0! | #DIV/0! | #DIV/0! | #DIV/0! | #DIV/0! | #DIV/0! | #DIV/0! | #DIV/0! | #DIV/0! | #DIV/0! | #DIV/0! | #DIV/0! | #DIV/0! | #DIV/0! | #DIV/0! | 4 | 2 | 1 | 0 | 0 | 0 | 0 | 0 | #N/A | #N/A | #N/A | #N/A | #N/A | #N/A | #N/A | #N/A | #N/A | #N/A | #N/A | #N/A | #N/A | #N/A | #N/A | #N/A | #DIV/0! | #DIV/0! | #DIV/0! | #DIV/0! | #DIV/0! | #DIV/0! | #DIV/0! | #DIV/0! | #DIV/0! | #DIV/0! | #DIV/0! | #DIV/0! | #DIV/0! | #DIV/0! | #DIV/0! | #DIV/0! | #DIV/0! | #DIV/0! | #DIV/0! | #DIV/0! | #DIV/0! | #DIV/0! | #DIV/0! | #DIV/0! | #DIV/0! | #DIV/0! | #DIV/0! | #DIV/0! | #DIV/0! | #DIV/0! | #DIV/0! | #DIV/0! | #DIV/0! | #DIV/0! | #DIV/0! | #DIV/0!
0 | 0 | 0 | 0 | #DIV/0! | #DIV/0! | #DIV/0! | #DIV/0! | #DIV/0! | #DIV/0! | #DIV/0! | #DIV/0! | #DIV/0! | #DIV/0! | #DIV/0! | #DIV/0! | #DIV/0! | #DIV/0! | #DIV/0! | #DIV/0! | 0 | 0 | #DIV/0! | #DIV/0! | #DIV/0! | #DIV/0! | #DIV/0! | #DIV/0! | #DIV/0! | #DIV/0! | #DIV/0! | #DIV/0! | #DIV/0! | #DIV/0! | #DIV/0! | #DIV/0! | #DIV/0! | #DIV/0! | #DIV/0! | #DIV/0! | #DIV/0! | #DIV/0! | #DIV/0! | #DIV/0! | #DIV/0! | #DIV/0! | #DIV/0! | #DIV/0! | 4 | 2 | 1 | 0 | 0 | 0 | 0 | 0 | #N/A | #N/A | #N/A | #N/A | #N/A | #N/A | #N/A | #N/A | #N/A | #N/A | #N/A | #N/A | #N/A | #N/A | #N/A | #N/A | #DIV/0! | #DIV/0! | #DIV/0! | #DIV/0! | #DIV/0! | #DIV/0! | #DIV/0! | #DIV/0! | #DIV/0! | #DIV/0! | #DIV/0! | #DIV/0! | #DIV/0! | #DIV/0! | #DIV/0! | #DIV/0! | #DIV/0! | #DIV/0! | #DIV/0! | #DIV/0! | #DIV/0! | #DIV/0! | #DIV/0! | #DIV/0! | #DIV/0! | #DIV/0! | #DIV/0! | #DIV/0! | #DIV/0! | #DIV/0! | #DIV/0! | #DIV/0! | #DIV/0! | #DIV/0! | #DIV/0! | #DIV/0!
0 | 0 | 0 | 0 | #DIV/0! | #DIV/0! | #DIV/0! | #DIV/0! | #DIV/0! | #DIV/0! | #DIV/0! | #DIV/0! | #DIV/0! | #DIV/0! | #DIV/0! | #DIV/0! | #DIV/0! | #DIV/0! | #DIV/0! | #DIV/0! | 0 | 0 | #DIV/0! | #DIV/0! | #DIV/0! | #DIV/0! | #DIV/0! | #DIV/0! | #DIV/0! | #DIV/0! | #DIV/0! | #DIV/0! | #DIV/0! | #DIV/0! | #DIV/0! | #DIV/0! | #DIV/0! | #DIV/0! | #DIV/0! | #DIV/0! | #DIV/0! | #DIV/0! | #DIV/0! | #DIV/0! | #DIV/0! | #DIV/0! | #DIV/0! | #DIV/0! | 4 | 2 | 1 | 0 | 0 | 0 | 0 | 0 | #N/A | #N/A | #N/A | #N/A | #N/A | #N/A | #N/A | #N/A | #N/A | #N/A | #N/A | #N/A | #N/A | #N/A | #N/A | #N/A | #DIV/0! | #DIV/0! | #DIV/0! | #DIV/0! | #DIV/0! | #DIV/0! | #DIV/0! | #DIV/0! | #DIV/0! | #DIV/0! | #DIV/0! | #DIV/0! | #DIV/0! | #DIV/0! | #DIV/0! | #DIV/0! | #DIV/0! | #DIV/0! | #DIV/0! | #DIV/0! | #DIV/0! | #DIV/0! | #DIV/0! | #DIV/0! | #DIV/0! | #DIV/0! | #DIV/0! | #DIV/0! | #DIV/0! | #DIV/0! | #DIV/0! | #DIV/0! | #DIV/0! | #DIV/0! | #DIV/0! | #DIV/0!
0 | 0 | 0 | 0 | #DIV/0! | #DIV/0! | #DIV/0! | #DIV/0! | #DIV/0! | #DIV/0! | #DIV/0! | #DIV/0! | #DIV/0! | #DIV/0! | #DIV/0! | #DIV/0! | #DIV/0! | #DIV/0! | #DIV/0! | #DIV/0! | 0 | 0 | #DIV/0! | #DIV/0! | #DIV/0! | #DIV/0! | #DIV/0! | #DIV/0! | #DIV/0! | #DIV/0! | #DIV/0! | #DIV/0! | #DIV/0! | #DIV/0! | #DIV/0! | #DIV/0! | #DIV/0! | #DIV/0! | #DIV/0! | #DIV/0! | #DIV/0! | #DIV/0! | #DIV/0! | #DIV/0! | #DIV/0! | #DIV/0! | #DIV/0! | #DIV/0! | 4 | 2 | 1 | 0 | 0 | 0 | 0 | 0 | #N/A | #N/A | #N/A | #N/A | #N/A | #N/A | #N/A | #N/A | #N/A | #N/A | #N/A | #N/A | #N/A | #N/A | #N/A | #N/A | #DIV/0! | #DIV/0! | #DIV/0! | #DIV/0! | #DIV/0! | #DIV/0! | #DIV/0! | #DIV/0! | #DIV/0! | #DIV/0! | #DIV/0! | #DIV/0! | #DIV/0! | #DIV/0! | #DIV/0! | #DIV/0! | #DIV/0! | #DIV/0! | #DIV/0! | #DIV/0! | #DIV/0! | #DIV/0! | #DIV/0! | #DIV/0! | #DIV/0! | #DIV/0! | #DIV/0! | #DIV/0! | #DIV/0! | #DIV/0! | #DIV/0! | #DIV/0! | #DIV/0! | #DIV/0! | #DIV/0! | #DIV/0!
0 | 0 | 0 | 0 | #DIV/0! | #DIV/0! | #DIV/0! | #DIV/0! | #DIV/0! | #DIV/0! | #DIV/0! | #DIV/0! | #DIV/0! | #DIV/0! | #DIV/0! | #DIV/0! | #DIV/0! | #DIV/0! | #DIV/0! | #DIV/0! | 0 | 0 | #DIV/0! | #DIV/0! | #DIV/0! | #DIV/0! | #DIV/0! | #DIV/0! | #DIV/0! | #DIV/0! | #DIV/0! | #DIV/0! | #DIV/0! | #DIV/0! | #DIV/0! | #DIV/0! | #DIV/0! | #DIV/0! | #DIV/0! | #DIV/0! | #DIV/0! | #DIV/0! | #DIV/0! | #DIV/0! | #DIV/0! | #DIV/0! | #DIV/0! | #DIV/0! | 4 | 2 | 1 | 0 | 0 | 0 | 0 | 0 | #N/A | #N/A | #N/A | #N/A | #N/A | #N/A | #N/A | #N/A | #N/A | #N/A | #N/A | #N/A | #N/A | #N/A | #N/A | #N/A | #DIV/0! | #DIV/0! | #DIV/0! | #DIV/0! | #DIV/0! | #DIV/0! | #DIV/0! | #DIV/0! | #DIV/0! | #DIV/0! | #DIV/0! | #DIV/0! | #DIV/0! | #DIV/0! | #DIV/0! | #DIV/0! | #DIV/0! | #DIV/0! | #DIV/0! | #DIV/0! | #DIV/0! | #DIV/0! | #DIV/0! | #DIV/0! | #DIV/0! | #DIV/0! | #DIV/0! | #DIV/0! | #DIV/0! | #DIV/0! | #DIV/0! | #DIV/0! | #DIV/0! | #DIV/0! | #DIV/0! | #DIV/0!
0 | 0 | 0 | 0 | #DIV/0! | #DIV/0! | #DIV/0! | #DIV/0! | #DIV/0! | #DIV/0! | #DIV/0! | #DIV/0! | #DIV/0! | #DIV/0! | #DIV/0! | #DIV/0! | #DIV/0! | #DIV/0! | #DIV/0! | #DIV/0! | 0 | 0 | #DIV/0! | #DIV/0! | #DIV/0! | #DIV/0! | #DIV/0! | #DIV/0! | #DIV/0! | #DIV/0! | #DIV/0! | #DIV/0! | #DIV/0! | #DIV/0! | #DIV/0! | #DIV/0! | #DIV/0! | #DIV/0! | #DIV/0! | #DIV/0! | #DIV/0! | #DIV/0! | #DIV/0! | #DIV/0! | #DIV/0! | #DIV/0! | #DIV/0! | #DIV/0! | 4 | 2 | 1 | 0 | 0 | 0 | 0 | 0 | #N/A | #N/A | #N/A | #N/A | #N/A | #N/A | #N/A | #N/A | #N/A | #N/A | #N/A | #N/A | #N/A | #N/A | #N/A | #N/A | #DIV/0! | #DIV/0! | #DIV/0! | #DIV/0! | #DIV/0! | #DIV/0! | #DIV/0! | #DIV/0! | #DIV/0! | #DIV/0! | #DIV/0! | #DIV/0! | #DIV/0! | #DIV/0! | #DIV/0! | #DIV/0! | #DIV/0! | #DIV/0! | #DIV/0! | #DIV/0! | #DIV/0! | #DIV/0! | #DIV/0! | #DIV/0! | #DIV/0! | #DIV/0! | #DIV/0! | #DIV/0! | #DIV/0! | #DIV/0! | #DIV/0! | #DIV/0! | #DIV/0! | #DIV/0! | #DIV/0! | #DIV/0!
0 | 0 | 0 | 0 | #DIV/0! | #DIV/0! | #DIV/0! | #DIV/0! | #DIV/0! | #DIV/0! | #DIV/0! | #DIV/0! | #DIV/0! | #DIV/0! | #DIV/0! | #DIV/0! | #DIV/0! | #DIV/0! | #DIV/0! | #DIV/0! | 0 | 0 | #DIV/0! | #DIV/0! | #DIV/0! | #DIV/0! | #DIV/0! | #DIV/0! | #DIV/0! | #DIV/0! | #DIV/0! | #DIV/0! | #DIV/0! | #DIV/0! | #DIV/0! | #DIV/0! | #DIV/0! | #DIV/0! | #DIV/0! | #DIV/0! | #DIV/0! | #DIV/0! | #DIV/0! | #DIV/0! | #DIV/0! | #DIV/0! | #DIV/0! | #DIV/0! | 4 | 2 | 1 | 0 | 0 | 0 | 0 | 0 | #N/A | #N/A | #N/A | #N/A | #N/A | #N/A | #N/A | #N/A | #N/A | #N/A | #N/A | #N/A | #N/A | #N/A | #N/A | #N/A | #DIV/0! | #DIV/0! | #DIV/0! | #DIV/0! | #DIV/0! | #DIV/0! | #DIV/0! | #DIV/0! | #DIV/0! | #DIV/0! | #DIV/0! | #DIV/0! | #DIV/0! | #DIV/0! | #DIV/0! | #DIV/0! | #DIV/0! | #DIV/0! | #DIV/0! | #DIV/0! | #DIV/0! | #DIV/0! | #DIV/0! | #DIV/0! | #DIV/0! | #DIV/0! | #DIV/0! | #DIV/0! | #DIV/0! | #DIV/0! | #DIV/0! | #DIV/0! | #DIV/0! | #DIV/0! | #DIV/0! | #DIV/0!
0 | 0 | 0 | 0 | #DIV/0! | #DIV/0! | #DIV/0! | #DIV/0! | #DIV/0! | #DIV/0! | #DIV/0! | #DIV/0! | #DIV/0! | #DIV/0! | #DIV/0! | #DIV/0! | #DIV/0! | #DIV/0! | #DIV/0! | #DIV/0! | 0 | 0 | #DIV/0! | #DIV/0! | #DIV/0! | #DIV/0! | #DIV/0! | #DIV/0! | #DIV/0! | #DIV/0! | #DIV/0! | #DIV/0! | #DIV/0! | #DIV/0! | #DIV/0! | #DIV/0! | #DIV/0! | #DIV/0! | #DIV/0! | #DIV/0! | #DIV/0! | #DIV/0! | #DIV/0! | #DIV/0! | #DIV/0! | #DIV/0! | #DIV/0! | #DIV/0! | 4 | 2 | 1 | 0 | 0 | 0 | 0 | 0 | #N/A | #N/A | #N/A | #N/A | #N/A | #N/A | #N/A | #N/A | #N/A | #N/A | #N/A | #N/A | #N/A | #N/A | #N/A | #N/A | #DIV/0! | #DIV/0! | #DIV/0! | #DIV/0! | #DIV/0! | #DIV/0! | #DIV/0! | #DIV/0! | #DIV/0! | #DIV/0! | #DIV/0! | #DIV/0! | #DIV/0! | #DIV/0! | #DIV/0! | #DIV/0! | #DIV/0! | #DIV/0! | #DIV/0! | #DIV/0! | #DIV/0! | #DIV/0! | #DIV/0! | #DIV/0! | #DIV/0! | #DIV/0! | #DIV/0! | #DIV/0! | #DIV/0! | #DIV/0! | #DIV/0! | #DIV/0! | #DIV/0! | #DIV/0! | #DIV/0! | #DIV/0!
0 | 0 | 0 | 0 | #DIV/0! | #DIV/0! | #DIV/0! | #DIV/0! | #DIV/0! | #DIV/0! | #DIV/0! | #DIV/0! | #DIV/0! | #DIV/0! | #DIV/0! | #DIV/0! | #DIV/0! | #DIV/0! | #DIV/0! | #DIV/0! | 0 | 0 | #DIV/0! | #DIV/0! | #DIV/0! | #DIV/0! | #DIV/0! | #DIV/0! | #DIV/0! | #DIV/0! | #DIV/0! | #DIV/0! | #DIV/0! | #DIV/0! | #DIV/0! | #DIV/0! | #DIV/0! | #DIV/0! | #DIV/0! | #DIV/0! | #DIV/0! | #DIV/0! | #DIV/0! | #DIV/0! | #DIV/0! | #DIV/0! | #DIV/0! | #DIV/0! | 4 | 2 | 1 | 0 | 0 | 0 | 0 | 0 | #N/A | #N/A | #N/A | #N/A | #N/A | #N/A | #N/A | #N/A | #N/A | #N/A | #N/A | #N/A | #N/A | #N/A | #N/A | #N/A | #DIV/0! | #DIV/0! | #DIV/0! | #DIV/0! | #DIV/0! | #DIV/0! | #DIV/0! | #DIV/0! | #DIV/0! | #DIV/0! | #DIV/0! | #DIV/0! | #DIV/0! | #DIV/0! | #DIV/0! | #DIV/0! | #DIV/0! | #DIV/0! | #DIV/0! | #DIV/0! | #DIV/0! | #DIV/0! | #DIV/0! | #DIV/0! | #DIV/0! | #DIV/0! | #DIV/0! | #DIV/0! | #DIV/0! | #DIV/0! | #DIV/0! | #DIV/0! | #DIV/0! | #DIV/0! | #DIV/0! | #DIV/0!
0 | 0 | 0 | 0 | #DIV/0! | #DIV/0! | #DIV/0! | #DIV/0! | #DIV/0! | #DIV/0! | #DIV/0! | #DIV/0! | #DIV/0! | #DIV/0! | #DIV/0! | #DIV/0! | #DIV/0! | #DIV/0! | #DIV/0! | #DIV/0! | 0 | 0 | #DIV/0! | #DIV/0! | #DIV/0! | #DIV/0! | #DIV/0! | #DIV/0! | #DIV/0! | #DIV/0! | #DIV/0! | #DIV/0! | #DIV/0! | #DIV/0! | #DIV/0! | #DIV/0! | #DIV/0! | #DIV/0! | #DIV/0! | #DIV/0! | #DIV/0! | #DIV/0! | #DIV/0! | #DIV/0! | #DIV/0! | #DIV/0! | #DIV/0! | #DIV/0! | 4 | 2 | 1 | 0 | 0 | 0 | 0 | 0 | #N/A | #N/A | #N/A | #N/A | #N/A | #N/A | #N/A | #N/A | #N/A | #N/A | #N/A | #N/A | #N/A | #N/A | #N/A | #N/A | #DIV/0! | #DIV/0! | #DIV/0! | #DIV/0! | #DIV/0! | #DIV/0! | #DIV/0! | #DIV/0! | #DIV/0! | #DIV/0! | #DIV/0! | #DIV/0! | #DIV/0! | #DIV/0! | #DIV/0! | #DIV/0! | #DIV/0! | #DIV/0! | #DIV/0! | #DIV/0! | #DIV/0! | #DIV/0! | #DIV/0! | #DIV/0! | #DIV/0! | #DIV/0! | #DIV/0! | #DIV/0! | #DIV/0! | #DIV/0! | #DIV/0! | #DIV/0! | #DIV/0! | #DIV/0! | #DIV/0! | #DIV/0!
0 | 0 | 0 | 0 | #DIV/0! | #DIV/0! | #DIV/0! | #DIV/0! | #DIV/0! | #DIV/0! | #DIV/0! | #DIV/0! | #DIV/0! | #DIV/0! | #DIV/0! | #DIV/0! | #DIV/0! | #DIV/0! | #DIV/0! | #DIV/0! | 0 | 0 | #DIV/0! | #DIV/0! | #DIV/0! | #DIV/0! | #DIV/0! | #DIV/0! | #DIV/0! | #DIV/0! | #DIV/0! | #DIV/0! | #DIV/0! | #DIV/0! | #DIV/0! | #DIV/0! | #DIV/0! | #DIV/0! | #DIV/0! | #DIV/0! | #DIV/0! | #DIV/0! | #DIV/0! | #DIV/0! | #DIV/0! | #DIV/0! | #DIV/0! | #DIV/0! | 4 | 2 | 1 | 0 | 0 | 0 | 0 | 0 | #N/A | #N/A | #N/A | #N/A | #N/A | #N/A | #N/A | #N/A | #N/A | #N/A | #N/A | #N/A | #N/A | #N/A | #N/A | #N/A | #DIV/0! | #DIV/0! | #DIV/0! | #DIV/0! | #DIV/0! | #DIV/0! | #DIV/0! | #DIV/0! | #DIV/0! | #DIV/0! | #DIV/0! | #DIV/0! | #DIV/0! | #DIV/0! | #DIV/0! | #DIV/0! | #DIV/0! | #DIV/0! | #DIV/0! | #DIV/0! | #DIV/0! | #DIV/0! | #DIV/0! | #DIV/0! | #DIV/0! | #DIV/0! | #DIV/0! | #DIV/0! | #DIV/0! | #DIV/0! | #DIV/0! | #DIV/0! | #DIV/0! | #DIV/0! | #DIV/0! | #DIV/0!
0 | 0 | 0 | 0 | #DIV/0! | #DIV/0! | #DIV/0! | #DIV/0! | #DIV/0! | #DIV/0! | #DIV/0! | #DIV/0! | #DIV/0! | #DIV/0! | #DIV/0! | #DIV/0! | #DIV/0! | #DIV/0! | #DIV/0! | #DIV/0! | 0 | 0 | #DIV/0! | #DIV/0! | #DIV/0! | #DIV/0! | #DIV/0! | #DIV/0! | #DIV/0! | #DIV/0! | #DIV/0! | #DIV/0! | #DIV/0! | #DIV/0! | #DIV/0! | #DIV/0! | #DIV/0! | #DIV/0! | #DIV/0! | #DIV/0! | #DIV/0! | #DIV/0! | #DIV/0! | #DIV/0! | #DIV/0! | #DIV/0! | #DIV/0! | #DIV/0! | 4 | 2 | 1 | 0 | 0 | 0 | 0 | 0 | #N/A | #N/A | #N/A | #N/A | #N/A | #N/A | #N/A | #N/A | #N/A | #N/A | #N/A | #N/A | #N/A | #N/A | #N/A | #N/A | #DIV/0! | #DIV/0! | #DIV/0! | #DIV/0! | #DIV/0! | #DIV/0! | #DIV/0! | #DIV/0! | #DIV/0! | #DIV/0! | #DIV/0! | #DIV/0! | #DIV/0! | #DIV/0! | #DIV/0! | #DIV/0! | #DIV/0! | #DIV/0! | #DIV/0! | #DIV/0! | #DIV/0! | #DIV/0! | #DIV/0! | #DIV/0! | #DIV/0! | #DIV/0! | #DIV/0! | #DIV/0! | #DIV/0! | #DIV/0! | #DIV/0! | #DIV/0! | #DIV/0! | #DIV/0! | #DIV/0! | #DIV/0!
0 | 0 | 0 | 0 | #DIV/0! | #DIV/0! | #DIV/0! | #DIV/0! | #DIV/0! | #DIV/0! | #DIV/0! | #DIV/0! | #DIV/0! | #DIV/0! | #DIV/0! | #DIV/0! | #DIV/0! | #DIV/0! | #DIV/0! | #DIV/0! | 0 | 0 | #DIV/0! | #DIV/0! | #DIV/0! | #DIV/0! | #DIV/0! | #DIV/0! | #DIV/0! | #DIV/0! | #DIV/0! | #DIV/0! | #DIV/0! | #DIV/0! | #DIV/0! | #DIV/0! | #DIV/0! | #DIV/0! | #DIV/0! | #DIV/0! | #DIV/0! | #DIV/0! | #DIV/0! | #DIV/0! | #DIV/0! | #DIV/0! | #DIV/0! | #DIV/0! | 4 | 2 | 1 | 0 | 0 | 0 | 0 | 0 | #N/A | #N/A | #N/A | #N/A | #N/A | #N/A | #N/A | #N/A | #N/A | #N/A | #N/A | #N/A | #N/A | #N/A | #N/A | #N/A | #DIV/0! | #DIV/0! | #DIV/0! | #DIV/0! | #DIV/0! | #DIV/0! | #DIV/0! | #DIV/0! | #DIV/0! | #DIV/0! | #DIV/0! | #DIV/0! | #DIV/0! | #DIV/0! | #DIV/0! | #DIV/0! | #DIV/0! | #DIV/0! | #DIV/0! | #DIV/0! | #DIV/0! | #DIV/0! | #DIV/0! | #DIV/0! | #DIV/0! | #DIV/0! | #DIV/0! | #DIV/0! | #DIV/0! | #DIV/0! | #DIV/0! | #DIV/0! | #DIV/0! | #DIV/0! | #DIV/0! | #DIV/0!
0 | 0 | 0 | 0 | #DIV/0! | #DIV/0! | #DIV/0! | #DIV/0! | #DIV/0! | #DIV/0! | #DIV/0! | #DIV/0! | #DIV/0! | #DIV/0! | #DIV/0! | #DIV/0! | #DIV/0! | #DIV/0! | #DIV/0! | #DIV/0! | 0 | 0 | #DIV/0! | #DIV/0! | #DIV/0! | #DIV/0! | #DIV/0! | #DIV/0! | #DIV/0! | #DIV/0! | #DIV/0! | #DIV/0! | #DIV/0! | #DIV/0! | #DIV/0! | #DIV/0! | #DIV/0! | #DIV/0! | #DIV/0! | #DIV/0! | #DIV/0! | #DIV/0! | #DIV/0! | #DIV/0! | #DIV/0! | #DIV/0! | #DIV/0! | #DIV/0! | 4 | 2 | 1 | 0 | 0 | 0 | 0 | 0 | #N/A | #N/A | #N/A | #N/A | #N/A | #N/A | #N/A | #N/A | #N/A | #N/A | #N/A | #N/A | #N/A | #N/A | #N/A | #N/A | #DIV/0! | #DIV/0! | #DIV/0! | #DIV/0! | #DIV/0! | #DIV/0! | #DIV/0! | #DIV/0! | #DIV/0! | #DIV/0! | #DIV/0! | #DIV/0! | #DIV/0! | #DIV/0! | #DIV/0! | #DIV/0! | #DIV/0! | #DIV/0! | #DIV/0! | #DIV/0! | #DIV/0! | #DIV/0! | #DIV/0! | #DIV/0! | #DIV/0! | #DIV/0! | #DIV/0! | #DIV/0! | #DIV/0! | #DIV/0! | #DIV/0! | #DIV/0! | #DIV/0! | #DIV/0! | #DIV/0! | #DIV/0!
0 | 0 | 0 | 0 | #DIV/0! | #DIV/0! | #DIV/0! | #DIV/0! | #DIV/0! | #DIV/0! | #DIV/0! | #DIV/0! | #DIV/0! | #DIV/0! | #DIV/0! | #DIV/0! | #DIV/0! | #DIV/0! | #DIV/0! | #DIV/0! | 0 | 0 | #DIV/0! | #DIV/0! | #DIV/0! | #DIV/0! | #DIV/0! | #DIV/0! | #DIV/0! | #DIV/0! | #DIV/0! | #DIV/0! | #DIV/0! | #DIV/0! | #DIV/0! | #DIV/0! | #DIV/0! | #DIV/0! | #DIV/0! | #DIV/0! | #DIV/0! | #DIV/0! | #DIV/0! | #DIV/0! | #DIV/0! | #DIV/0! | #DIV/0! | #DIV/0! | 4 | 2 | 1 | 0 | 0 | 0 | 0 | 0 | #N/A | #N/A | #N/A | #N/A | #N/A | #N/A | #N/A | #N/A | #N/A | #N/A | #N/A | #N/A | #N/A | #N/A | #N/A | #N/A | #DIV/0! | #DIV/0! | #DIV/0! | #DIV/0! | #DIV/0! | #DIV/0! | #DIV/0! | #DIV/0! | #DIV/0! | #DIV/0! | #DIV/0! | #DIV/0! | #DIV/0! | #DIV/0! | #DIV/0! | #DIV/0! | #DIV/0! | #DIV/0! | #DIV/0! | #DIV/0! | #DIV/0! | #DIV/0! | #DIV/0! | #DIV/0! | #DIV/0! | #DIV/0! | #DIV/0! | #DIV/0! | #DIV/0! | #DIV/0! | #DIV/0! | #DIV/0! | #DIV/0! | #DIV/0! | #DIV/0! | #DIV/0!
0 | 0 | 0 | 0 | #DIV/0! | #DIV/0! | #DIV/0! | #DIV/0! | #DIV/0! | #DIV/0! | #DIV/0! | #DIV/0! | #DIV/0! | #DIV/0! | #DIV/0! | #DIV/0! | #DIV/0! | #DIV/0! | #DIV/0! | #DIV/0! | 0 | 0 | #DIV/0! | #DIV/0! | #DIV/0! | #DIV/0! | #DIV/0! | #DIV/0! | #DIV/0! | #DIV/0! | #DIV/0! | #DIV/0! | #DIV/0! | #DIV/0! | #DIV/0! | #DIV/0! | #DIV/0! | #DIV/0! | #DIV/0! | #DIV/0! | #DIV/0! | #DIV/0! | #DIV/0! | #DIV/0! | #DIV/0! | #DIV/0! | #DIV/0! | #DIV/0! | 4 | 2 | 1 | 0 | 0 | 0 | 0 | 0 | #N/A | #N/A | #N/A | #N/A | #N/A | #N/A | #N/A | #N/A | #N/A | #N/A | #N/A | #N/A | #N/A | #N/A | #N/A | #N/A | #DIV/0! | #DIV/0! | #DIV/0! | #DIV/0! | #DIV/0! | #DIV/0! | #DIV/0! | #DIV/0! | #DIV/0! | #DIV/0! | #DIV/0! | #DIV/0! | #DIV/0! | #DIV/0! | #DIV/0! | #DIV/0! | #DIV/0! | #DIV/0! | #DIV/0! | #DIV/0! | #DIV/0! | #DIV/0! | #DIV/0! | #DIV/0! | #DIV/0! | #DIV/0! | #DIV/0! | #DIV/0! | #DIV/0! | #DIV/0! | #DIV/0! | #DIV/0! | #DIV/0! | #DIV/0! | #DIV/0! | #DIV/0!
0 | 0 | 0 | 0 | #DIV/0! | #DIV/0! | #DIV/0! | #DIV/0! | #DIV/0! | #DIV/0! | #DIV/0! | #DIV/0! | #DIV/0! | #DIV/0! | #DIV/0! | #DIV/0! | #DIV/0! | #DIV/0! | #DIV/0! | #DIV/0! | 0 | 0 | #DIV/0! | #DIV/0! | #DIV/0! | #DIV/0! | #DIV/0! | #DIV/0! | #DIV/0! | #DIV/0! | #DIV/0! | #DIV/0! | #DIV/0! | #DIV/0! | #DIV/0! | #DIV/0! | #DIV/0! | #DIV/0! | #DIV/0! | #DIV/0! | #DIV/0! | #DIV/0! | #DIV/0! | #DIV/0! | #DIV/0! | #DIV/0! | #DIV/0! | #DIV/0! | 4 | 2 | 1 | 0 | 0 | 0 | 0 | 0 | #N/A | #N/A | #N/A | #N/A | #N/A | #N/A | #N/A | #N/A | #N/A | #N/A | #N/A | #N/A | #N/A | #N/A | #N/A | #N/A | #DIV/0! | #DIV/0! | #DIV/0! | #DIV/0! | #DIV/0! | #DIV/0! | #DIV/0! | #DIV/0! | #DIV/0! | #DIV/0! | #DIV/0! | #DIV/0! | #DIV/0! | #DIV/0! | #DIV/0! | #DIV/0! | #DIV/0! | #DIV/0! | #DIV/0! | #DIV/0! | #DIV/0! | #DIV/0! | #DIV/0! | #DIV/0! | #DIV/0! | #DIV/0! | #DIV/0! | #DIV/0! | #DIV/0! | #DIV/0! | #DIV/0! | #DIV/0! | #DIV/0! | #DIV/0! | #DIV/0! | #DIV/0!
0 | 0 | 0 | 0 | #DIV/0! | #DIV/0! | #DIV/0! | #DIV/0! | #DIV/0! | #DIV/0! | #DIV/0! | #DIV/0! | #DIV/0! | #DIV/0! | #DIV/0! | #DIV/0! | #DIV/0! | #DIV/0! | #DIV/0! | #DIV/0! | 0 | 0 | #DIV/0! | #DIV/0! | #DIV/0! | #DIV/0! | #DIV/0! | #DIV/0! | #DIV/0! | #DIV/0! | #DIV/0! | #DIV/0! | #DIV/0! | #DIV/0! | #DIV/0! | #DIV/0! | #DIV/0! | #DIV/0! | #DIV/0! | #DIV/0! | #DIV/0! | #DIV/0! | #DIV/0! | #DIV/0! | #DIV/0! | #DIV/0! | #DIV/0! | #DIV/0! | 4 | 2 | 1 | 0 | 0 | 0 | 0 | 0 | #N/A | #N/A | #N/A | #N/A | #N/A | #N/A | #N/A | #N/A | #N/A | #N/A | #N/A | #N/A | #N/A | #N/A | #N/A | #N/A | #DIV/0! | #DIV/0! | #DIV/0! | #DIV/0! | #DIV/0! | #DIV/0! | #DIV/0! | #DIV/0! | #DIV/0! | #DIV/0! | #DIV/0! | #DIV/0! | #DIV/0! | #DIV/0! | #DIV/0! | #DIV/0! | #DIV/0! | #DIV/0! | #DIV/0! | #DIV/0! | #DIV/0! | #DIV/0! | #DIV/0! | #DIV/0! | #DIV/0! | #DIV/0! | #DIV/0! | #DIV/0! | #DIV/0! | #DIV/0! | #DIV/0! | #DIV/0! | #DIV/0! | #DIV/0! | #DIV/0! | #DIV/0!
0 | 0 | 0 | 0 | #DIV/0! | #DIV/0! | #DIV/0! | #DIV/0! | #DIV/0! | #DIV/0! | #DIV/0! | #DIV/0! | #DIV/0! | #DIV/0! | #DIV/0! | #DIV/0! | #DIV/0! | #DIV/0! | #DIV/0! | #DIV/0! | 0 | 0 | #DIV/0! | #DIV/0! | #DIV/0! | #DIV/0! | #DIV/0! | #DIV/0! | #DIV/0! | #DIV/0! | #DIV/0! | #DIV/0! | #DIV/0! | #DIV/0! | #DIV/0! | #DIV/0! | #DIV/0! | #DIV/0! | #DIV/0! | #DIV/0! | #DIV/0! | #DIV/0! | #DIV/0! | #DIV/0! | #DIV/0! | #DIV/0! | #DIV/0! | #DIV/0! | 4 | 2 | 1 | 0 | 0 | 0 | 0 | 0 | #N/A | #N/A | #N/A | #N/A | #N/A | #N/A | #N/A | #N/A | #N/A | #N/A | #N/A | #N/A | #N/A | #N/A | #N/A | #N/A | #DIV/0! | #DIV/0! | #DIV/0! | #DIV/0! | #DIV/0! | #DIV/0! | #DIV/0! | #DIV/0! | #DIV/0! | #DIV/0! | #DIV/0! | #DIV/0! | #DIV/0! | #DIV/0! | #DIV/0! | #DIV/0! | #DIV/0! | #DIV/0! | #DIV/0! | #DIV/0! | #DIV/0! | #DIV/0! | #DIV/0! | #DIV/0! | #DIV/0! | #DIV/0! | #DIV/0! | #DIV/0! | #DIV/0! | #DIV/0! | #DIV/0! | #DIV/0! | #DIV/0! | #DIV/0! | #DIV/0! | #DIV/0!
0 | 0 | 0 | 0 | #DIV/0! | #DIV/0! | #DIV/0! | #DIV/0! | #DIV/0! | #DIV/0! | #DIV/0! | #DIV/0! | #DIV/0! | #DIV/0! | #DIV/0! | #DIV/0! | #DIV/0! | #DIV/0! | #DIV/0! | #DIV/0! | 0 | 0 | #DIV/0! | #DIV/0! | #DIV/0! | #DIV/0! | #DIV/0! | #DIV/0! | #DIV/0! | #DIV/0! | #DIV/0! | #DIV/0! | #DIV/0! | #DIV/0! | #DIV/0! | #DIV/0! | #DIV/0! | #DIV/0! | #DIV/0! | #DIV/0! | #DIV/0! | #DIV/0! | #DIV/0! | #DIV/0! | #DIV/0! | #DIV/0! | #DIV/0! | #DIV/0! | 4 | 2 | 1 | 0 | 0 | 0 | 0 | 0 | #N/A | #N/A | #N/A | #N/A | #N/A | #N/A | #N/A | #N/A | #N/A | #N/A | #N/A | #N/A | #N/A | #N/A | #N/A | #N/A | #DIV/0! | #DIV/0! | #DIV/0! | #DIV/0! | #DIV/0! | #DIV/0! | #DIV/0! | #DIV/0! | #DIV/0! | #DIV/0! | #DIV/0! | #DIV/0! | #DIV/0! | #DIV/0! | #DIV/0! | #DIV/0! | #DIV/0! | #DIV/0! | #DIV/0! | #DIV/0! | #DIV/0! | #DIV/0! | #DIV/0! | #DIV/0! | #DIV/0! | #DIV/0! | #DIV/0! | #DIV/0! | #DIV/0! | #DIV/0! | #DIV/0! | #DIV/0! | #DIV/0! | #DIV/0! | #DIV/0! | #DIV/0!
0 | 0 | 0 | 0 | #DIV/0! | #DIV/0! | #DIV/0! | #DIV/0! | #DIV/0! | #DIV/0! | #DIV/0! | #DIV/0! | #DIV/0! | #DIV/0! | #DIV/0! | #DIV/0! | #DIV/0! | #DIV/0! | #DIV/0! | #DIV/0! | 0 | 0 | #DIV/0! | #DIV/0! | #DIV/0! | #DIV/0! | #DIV/0! | #DIV/0! | #DIV/0! | #DIV/0! | #DIV/0! | #DIV/0! | #DIV/0! | #DIV/0! | #DIV/0! | #DIV/0! | #DIV/0! | #DIV/0! | #DIV/0! | #DIV/0! | #DIV/0! | #DIV/0! | #DIV/0! | #DIV/0! | #DIV/0! | #DIV/0! | #DIV/0! | #DIV/0! | 4 | 2 | 1 | 0 | 0 | 0 | 0 | 0 | #N/A | #N/A | #N/A | #N/A | #N/A | #N/A | #N/A | #N/A | #N/A | #N/A | #N/A | #N/A | #N/A | #N/A | #N/A | #N/A | #DIV/0! | #DIV/0! | #DIV/0! | #DIV/0! | #DIV/0! | #DIV/0! | #DIV/0! | #DIV/0! | #DIV/0! | #DIV/0! | #DIV/0! | #DIV/0! | #DIV/0! | #DIV/0! | #DIV/0! | #DIV/0! | #DIV/0! | #DIV/0! | #DIV/0! | #DIV/0! | #DIV/0! | #DIV/0! | #DIV/0! | #DIV/0! | #DIV/0! | #DIV/0! | #DIV/0! | #DIV/0! | #DIV/0! | #DIV/0! | #DIV/0! | #DIV/0! | #DIV/0! | #DIV/0! | #DIV/0! | #DIV/0!
0 | 0 | 0 | 0 | #DIV/0! | #DIV/0! | #DIV/0! | #DIV/0! | #DIV/0! | #DIV/0! | #DIV/0! | #DIV/0! | #DIV/0! | #DIV/0! | #DIV/0! | #DIV/0! | #DIV/0! | #DIV/0! | #DIV/0! | #DIV/0! | 0 | 0 | #DIV/0! | #DIV/0! | #DIV/0! | #DIV/0! | #DIV/0! | #DIV/0! | #DIV/0! | #DIV/0! | #DIV/0! | #DIV/0! | #DIV/0! | #DIV/0! | #DIV/0! | #DIV/0! | #DIV/0! | #DIV/0! | #DIV/0! | #DIV/0! | #DIV/0! | #DIV/0! | #DIV/0! | #DIV/0! | #DIV/0! | #DIV/0! | #DIV/0! | #DIV/0! | 4 | 2 | 1 | 0 | 0 | 0 | 0 | 0 | #N/A | #N/A | #N/A | #N/A | #N/A | #N/A | #N/A | #N/A | #N/A | #N/A | #N/A | #N/A | #N/A | #N/A | #N/A | #N/A | #DIV/0! | #DIV/0! | #DIV/0! | #DIV/0! | #DIV/0! | #DIV/0! | #DIV/0! | #DIV/0! | #DIV/0! | #DIV/0! | #DIV/0! | #DIV/0! | #DIV/0! | #DIV/0! | #DIV/0! | #DIV/0! | #DIV/0! | #DIV/0! | #DIV/0! | #DIV/0! | #DIV/0! | #DIV/0! | #DIV/0! | #DIV/0! | #DIV/0! | #DIV/0! | #DIV/0! | #DIV/0! | #DIV/0! | #DIV/0! | #DIV/0! | #DIV/0! | #DIV/0! | #DIV/0! | #DIV/0! | #DIV/0!
0 | 0 | 0 | 0 | #DIV/0! | #DIV/0! | #DIV/0! | #DIV/0! | #DIV/0! | #DIV/0! | #DIV/0! | #DIV/0! | #DIV/0! | #DIV/0! | #DIV/0! | #DIV/0! | #DIV/0! | #DIV/0! | #DIV/0! | #DIV/0! | 0 | 0 | #DIV/0! | #DIV/0! | #DIV/0! | #DIV/0! | #DIV/0! | #DIV/0! | #DIV/0! | #DIV/0! | #DIV/0! | #DIV/0! | #DIV/0! | #DIV/0! | #DIV/0! | #DIV/0! | #DIV/0! | #DIV/0! | #DIV/0! | #DIV/0! | #DIV/0! | #DIV/0! | #DIV/0! | #DIV/0! | #DIV/0! | #DIV/0! | #DIV/0! | #DIV/0! | 4 | 2 | 1 | 0 | 0 | 0 | 0 | 0 | #N/A | #N/A | #N/A | #N/A | #N/A | #N/A | #N/A | #N/A | #N/A | #N/A | #N/A | #N/A | #N/A | #N/A | #N/A | #N/A | #DIV/0! | #DIV/0! | #DIV/0! | #DIV/0! | #DIV/0! | #DIV/0! | #DIV/0! | #DIV/0! | #DIV/0! | #DIV/0! | #DIV/0! | #DIV/0! | #DIV/0! | #DIV/0! | #DIV/0! | #DIV/0! | #DIV/0! | #DIV/0! | #DIV/0! | #DIV/0! | #DIV/0! | #DIV/0! | #DIV/0! | #DIV/0! | #DIV/0! | #DIV/0! | #DIV/0! | #DIV/0! | #DIV/0! | #DIV/0! | #DIV/0! | #DIV/0! | #DIV/0! | #DIV/0! | #DIV/0! | #DIV/0!
0 | 0 | 0 | 0 | #DIV/0! | #DIV/0! | #DIV/0! | #DIV/0! | #DIV/0! | #DIV/0! | #DIV/0! | #DIV/0! | #DIV/0! | #DIV/0! | #DIV/0! | #DIV/0! | #DIV/0! | #DIV/0! | #DIV/0! | #DIV/0! | 0 | 0 | #DIV/0! | #DIV/0! | #DIV/0! | #DIV/0! | #DIV/0! | #DIV/0! | #DIV/0! | #DIV/0! | #DIV/0! | #DIV/0! | #DIV/0! | #DIV/0! | #DIV/0! | #DIV/0! | #DIV/0! | #DIV/0! | #DIV/0! | #DIV/0! | #DIV/0! | #DIV/0! | #DIV/0! | #DIV/0! | #DIV/0! | #DIV/0! | #DIV/0! | #DIV/0! | 4 | 2 | 1 | 0 | 0 | 0 | 0 | 0 | #N/A | #N/A | #N/A | #N/A | #N/A | #N/A | #N/A | #N/A | #N/A | #N/A | #N/A | #N/A | #N/A | #N/A | #N/A | #N/A | #DIV/0! | #DIV/0! | #DIV/0! | #DIV/0! | #DIV/0! | #DIV/0! | #DIV/0! | #DIV/0! | #DIV/0! | #DIV/0! | #DIV/0! | #DIV/0! | #DIV/0! | #DIV/0! | #DIV/0! | #DIV/0! | #DIV/0! | #DIV/0! | #DIV/0! | #DIV/0! | #DIV/0! | #DIV/0! | #DIV/0! | #DIV/0! | #DIV/0! | #DIV/0! | #DIV/0! | #DIV/0! | #DIV/0! | #DIV/0! | #DIV/0! | #DIV/0! | #DIV/0! | #DIV/0! | #DIV/0! | #DIV/0!
0 | 0 | 0 | 0 | #DIV/0! | #DIV/0! | #DIV/0! | #DIV/0! | #DIV/0! | #DIV/0! | #DIV/0! | #DIV/0! | #DIV/0! | #DIV/0! | #DIV/0! | #DIV/0! | #DIV/0! | #DIV/0! | #DIV/0! | #DIV/0! | 0 | 0 | #DIV/0! | #DIV/0! | #DIV/0! | #DIV/0! | #DIV/0! | #DIV/0! | #DIV/0! | #DIV/0! | #DIV/0! | #DIV/0! | #DIV/0! | #DIV/0! | #DIV/0! | #DIV/0! | #DIV/0! | #DIV/0! | #DIV/0! | #DIV/0! | #DIV/0! | #DIV/0! | #DIV/0! | #DIV/0! | #DIV/0! | #DIV/0! | #DIV/0! | #DIV/0! | 4 | 2 | 1 | 0 | 0 | 0 | 0 | 0 | #N/A | #N/A | #N/A | #N/A | #N/A | #N/A | #N/A | #N/A | #N/A | #N/A | #N/A | #N/A | #N/A | #N/A | #N/A | #N/A | #DIV/0! | #DIV/0! | #DIV/0! | #DIV/0! | #DIV/0! | #DIV/0! | #DIV/0! | #DIV/0! | #DIV/0! | #DIV/0! | #DIV/0! | #DIV/0! | #DIV/0! | #DIV/0! | #DIV/0! | #DIV/0! | #DIV/0! | #DIV/0! | #DIV/0! | #DIV/0! | #DIV/0! | #DIV/0! | #DIV/0! | #DIV/0! | #DIV/0! | #DIV/0! | #DIV/0! | #DIV/0! | #DIV/0! | #DIV/0! | #DIV/0! | #DIV/0! | #DIV/0! | #DIV/0! | #DIV/0! | #DIV/0!
0 | 0 | 0 | 0 | #DIV/0! | #DIV/0! | #DIV/0! | #DIV/0! | #DIV/0! | #DIV/0! | #DIV/0! | #DIV/0! | #DIV/0! | #DIV/0! | #DIV/0! | #DIV/0! | #DIV/0! | #DIV/0! | #DIV/0! | #DIV/0! | 0 | 0 | #DIV/0! | #DIV/0! | #DIV/0! | #DIV/0! | #DIV/0! | #DIV/0! | #DIV/0! | #DIV/0! | #DIV/0! | #DIV/0! | #DIV/0! | #DIV/0! | #DIV/0! | #DIV/0! | #DIV/0! | #DIV/0! | #DIV/0! | #DIV/0! | #DIV/0! | #DIV/0! | #DIV/0! | #DIV/0! | #DIV/0! | #DIV/0! | #DIV/0! | #DIV/0! | 4 | 2 | 1 | 0 | 0 | 0 | 0 | 0 | #N/A | #N/A | #N/A | #N/A | #N/A | #N/A | #N/A | #N/A | #N/A | #N/A | #N/A | #N/A | #N/A | #N/A | #N/A | #N/A | #DIV/0! | #DIV/0! | #DIV/0! | #DIV/0! | #DIV/0! | #DIV/0! | #DIV/0! | #DIV/0! | #DIV/0! | #DIV/0! | #DIV/0! | #DIV/0! | #DIV/0! | #DIV/0! | #DIV/0! | #DIV/0! | #DIV/0! | #DIV/0! | #DIV/0! | #DIV/0! | #DIV/0! | #DIV/0! | #DIV/0! | #DIV/0! | #DIV/0! | #DIV/0! | #DIV/0! | #DIV/0! | #DIV/0! | #DIV/0! | #DIV/0! | #DIV/0! | #DIV/0! | #DIV/0! | #DIV/0! | #DIV/0!
0 | 0 | 0 | 0 | #DIV/0! | #DIV/0! | #DIV/0! | #DIV/0! | #DIV/0! | #DIV/0! | #DIV/0! | #DIV/0! | #DIV/0! | #DIV/0! | #DIV/0! | #DIV/0! | #DIV/0! | #DIV/0! | #DIV/0! | #DIV/0! | 0 | 0 | #DIV/0! | #DIV/0! | #DIV/0! | #DIV/0! | #DIV/0! | #DIV/0! | #DIV/0! | #DIV/0! | #DIV/0! | #DIV/0! | #DIV/0! | #DIV/0! | #DIV/0! | #DIV/0! | #DIV/0! | #DIV/0! | #DIV/0! | #DIV/0! | #DIV/0! | #DIV/0! | #DIV/0! | #DIV/0! | #DIV/0! | #DIV/0! | #DIV/0! | #DIV/0! | 4 | 2 | 1 | 0 | 0 | 0 | 0 | 0 | #N/A | #N/A | #N/A | #N/A | #N/A | #N/A | #N/A | #N/A | #N/A | #N/A | #N/A | #N/A | #N/A | #N/A | #N/A | #N/A | #DIV/0! | #DIV/0! | #DIV/0! | #DIV/0! | #DIV/0! | #DIV/0! | #DIV/0! | #DIV/0! | #DIV/0! | #DIV/0! | #DIV/0! | #DIV/0! | #DIV/0! | #DIV/0! | #DIV/0! | #DIV/0! | #DIV/0! | #DIV/0! | #DIV/0! | #DIV/0! | #DIV/0! | #DIV/0! | #DIV/0! | #DIV/0! | #DIV/0! | #DIV/0! | #DIV/0! | #DIV/0! | #DIV/0! | #DIV/0! | #DIV/0! | #DIV/0! | #DIV/0! | #DIV/0! | #DIV/0! | #DIV/0!
0 | 0 | 0 | 0 | #DIV/0! | #DIV/0! | #DIV/0! | #DIV/0! | #DIV/0! | #DIV/0! | #DIV/0! | #DIV/0! | #DIV/0! | #DIV/0! | #DIV/0! | #DIV/0! | #DIV/0! | #DIV/0! | #DIV/0! | #DIV/0! | 0 | 0 | #DIV/0! | #DIV/0! | #DIV/0! | #DIV/0! | #DIV/0! | #DIV/0! | #DIV/0! | #DIV/0! | #DIV/0! | #DIV/0! | #DIV/0! | #DIV/0! | #DIV/0! | #DIV/0! | #DIV/0! | #DIV/0! | #DIV/0! | #DIV/0! | #DIV/0! | #DIV/0! | #DIV/0! | #DIV/0! | #DIV/0! | #DIV/0! | #DIV/0! | #DIV/0! | 4 | 2 | 1 | 0 | 0 | 0 | 0 | 0 | #N/A | #N/A | #N/A | #N/A | #N/A | #N/A | #N/A | #N/A | #N/A | #N/A | #N/A | #N/A | #N/A | #N/A | #N/A | #N/A | #DIV/0! | #DIV/0! | #DIV/0! | #DIV/0! | #DIV/0! | #DIV/0! | #DIV/0! | #DIV/0! | #DIV/0! | #DIV/0! | #DIV/0! | #DIV/0! | #DIV/0! | #DIV/0! | #DIV/0! | #DIV/0! | #DIV/0! | #DIV/0! | #DIV/0! | #DIV/0! | #DIV/0! | #DIV/0! | #DIV/0! | #DIV/0! | #DIV/0! | #DIV/0! | #DIV/0! | #DIV/0! | #DIV/0! | #DIV/0! | #DIV/0! | #DIV/0! | #DIV/0! | #DIV/0! | #DIV/0! | #DIV/0!
0 | 0 | 0 | 0 | #DIV/0! | #DIV/0! | #DIV/0! | #DIV/0! | #DIV/0! | #DIV/0! | #DIV/0! | #DIV/0! | #DIV/0! | #DIV/0! | #DIV/0! | #DIV/0! | #DIV/0! | #DIV/0! | #DIV/0! | #DIV/0! | 0 | 0 | #DIV/0! | #DIV/0! | #DIV/0! | #DIV/0! | #DIV/0! | #DIV/0! | #DIV/0! | #DIV/0! | #DIV/0! | #DIV/0! | #DIV/0! | #DIV/0! | #DIV/0! | #DIV/0! | #DIV/0! | #DIV/0! | #DIV/0! | #DIV/0! | #DIV/0! | #DIV/0! | #DIV/0! | #DIV/0! | #DIV/0! | #DIV/0! | #DIV/0! | #DIV/0! | 4 | 2 | 1 | 0 | 0 | 0 | 0 | 0 | #N/A | #N/A | #N/A | #N/A | #N/A | #N/A | #N/A | #N/A | #N/A | #N/A | #N/A | #N/A | #N/A | #N/A | #N/A | #N/A | #DIV/0! | #DIV/0! | #DIV/0! | #DIV/0! | #DIV/0! | #DIV/0! | #DIV/0! | #DIV/0! | #DIV/0! | #DIV/0! | #DIV/0! | #DIV/0! | #DIV/0! | #DIV/0! | #DIV/0! | #DIV/0! | #DIV/0! | #DIV/0! | #DIV/0! | #DIV/0! | #DIV/0! | #DIV/0! | #DIV/0! | #DIV/0! | #DIV/0! | #DIV/0! | #DIV/0! | #DIV/0! | #DIV/0! | #DIV/0! | #DIV/0! | #DIV/0! | #DIV/0! | #DIV/0! | #DIV/0! | #DIV/0!
0 | 0 | 0 | 0 | #DIV/0! | #DIV/0! | #DIV/0! | #DIV/0! | #DIV/0! | #DIV/0! | #DIV/0! | #DIV/0! | #DIV/0! | #DIV/0! | #DIV/0! | #DIV/0! | #DIV/0! | #DIV/0! | #DIV/0! | #DIV/0! | 0 | 0 | #DIV/0! | #DIV/0! | #DIV/0! | #DIV/0! | #DIV/0! | #DIV/0! | #DIV/0! | #DIV/0! | #DIV/0! | #DIV/0! | #DIV/0! | #DIV/0! | #DIV/0! | #DIV/0! | #DIV/0! | #DIV/0! | #DIV/0! | #DIV/0! | #DIV/0! | #DIV/0! | #DIV/0! | #DIV/0! | #DIV/0! | #DIV/0! | #DIV/0! | #DIV/0! | 4 | 2 | 1 | 0 | 0 | 0 | 0 | 0 | #N/A | #N/A | #N/A | #N/A | #N/A | #N/A | #N/A | #N/A | #N/A | #N/A | #N/A | #N/A | #N/A | #N/A | #N/A | #N/A | #DIV/0! | #DIV/0! | #DIV/0! | #DIV/0! | #DIV/0! | #DIV/0! | #DIV/0! | #DIV/0! | #DIV/0! | #DIV/0! | #DIV/0! | #DIV/0! | #DIV/0! | #DIV/0! | #DIV/0! | #DIV/0! | #DIV/0! | #DIV/0! | #DIV/0! | #DIV/0! | #DIV/0! | #DIV/0! | #DIV/0! | #DIV/0! | #DIV/0! | #DIV/0! | #DIV/0! | #DIV/0! | #DIV/0! | #DIV/0! | #DIV/0! | #DIV/0! | #DIV/0! | #DIV/0! | #DIV/0! | #DIV/0!
0 | 0 | 0 | 0 | #DIV/0! | #DIV/0! | #DIV/0! | #DIV/0! | #DIV/0! | #DIV/0! | #DIV/0! | #DIV/0! | #DIV/0! | #DIV/0! | #DIV/0! | #DIV/0! | #DIV/0! | #DIV/0! | #DIV/0! | #DIV/0! | 0 | 0 | #DIV/0! | #DIV/0! | #DIV/0! | #DIV/0! | #DIV/0! | #DIV/0! | #DIV/0! | #DIV/0! | #DIV/0! | #DIV/0! | #DIV/0! | #DIV/0! | #DIV/0! | #DIV/0! | #DIV/0! | #DIV/0! | #DIV/0! | #DIV/0! | #DIV/0! | #DIV/0! | #DIV/0! | #DIV/0! | #DIV/0! | #DIV/0! | #DIV/0! | #DIV/0! | 4 | 2 | 1 | 0 | 0 | 0 | 0 | 0 | #N/A | #N/A | #N/A | #N/A | #N/A | #N/A | #N/A | #N/A | #N/A | #N/A | #N/A | #N/A | #N/A | #N/A | #N/A | #N/A | #DIV/0! | #DIV/0! | #DIV/0! | #DIV/0! | #DIV/0! | #DIV/0! | #DIV/0! | #DIV/0! | #DIV/0! | #DIV/0! | #DIV/0! | #DIV/0! | #DIV/0! | #DIV/0! | #DIV/0! | #DIV/0! | #DIV/0! | #DIV/0! | #DIV/0! | #DIV/0! | #DIV/0! | #DIV/0! | #DIV/0! | #DIV/0! | #DIV/0! | #DIV/0! | #DIV/0! | #DIV/0! | #DIV/0! | #DIV/0! | #DIV/0! | #DIV/0! | #DIV/0! | #DIV/0! | #DIV/0! | #DIV/0!
0 | 0 | 0 | 0 | #DIV/0! | #DIV/0! | #DIV/0! | #DIV/0! | #DIV/0! | #DIV/0! | #DIV/0! | #DIV/0! | #DIV/0! | #DIV/0! | #DIV/0! | #DIV/0! | #DIV/0! | #DIV/0! | #DIV/0! | #DIV/0! | 0 | 0 | #DIV/0! | #DIV/0! | #DIV/0! | #DIV/0! | #DIV/0! | #DIV/0! | #DIV/0! | #DIV/0! | #DIV/0! | #DIV/0! | #DIV/0! | #DIV/0! | #DIV/0! | #DIV/0! | #DIV/0! | #DIV/0! | #DIV/0! | #DIV/0! | #DIV/0! | #DIV/0! | #DIV/0! | #DIV/0! | #DIV/0! | #DIV/0! | #DIV/0! | #DIV/0! | 4 | 2 | 1 | 0 | 0 | 0 | 0 | 0 | #N/A | #N/A | #N/A | #N/A | #N/A | #N/A | #N/A | #N/A | #N/A | #N/A | #N/A | #N/A | #N/A | #N/A | #N/A | #N/A | #DIV/0! | #DIV/0! | #DIV/0! | #DIV/0! | #DIV/0! | #DIV/0! | #DIV/0! | #DIV/0! | #DIV/0! | #DIV/0! | #DIV/0! | #DIV/0! | #DIV/0! | #DIV/0! | #DIV/0! | #DIV/0! | #DIV/0! | #DIV/0! | #DIV/0! | #DIV/0! | #DIV/0! | #DIV/0! | #DIV/0! | #DIV/0! | #DIV/0! | #DIV/0! | #DIV/0! | #DIV/0! | #DIV/0! | #DIV/0! | #DIV/0! | #DIV/0! | #DIV/0! | #DIV/0! | #DIV/0! | #DIV/0!
0 | 0 | 0 | 0 | #DIV/0! | #DIV/0! | #DIV/0! | #DIV/0! | #DIV/0! | #DIV/0! | #DIV/0! | #DIV/0! | #DIV/0! | #DIV/0! | #DIV/0! | #DIV/0! | #DIV/0! | #DIV/0! | #DIV/0! | #DIV/0! | 0 | 0 | #DIV/0! | #DIV/0! | #DIV/0! | #DIV/0! | #DIV/0! | #DIV/0! | #DIV/0! | #DIV/0! | #DIV/0! | #DIV/0! | #DIV/0! | #DIV/0! | #DIV/0! | #DIV/0! | #DIV/0! | #DIV/0! | #DIV/0! | #DIV/0! | #DIV/0! | #DIV/0! | #DIV/0! | #DIV/0! | #DIV/0! | #DIV/0! | #DIV/0! | #DIV/0! | 4 | 2 | 1 | 0 | 0 | 0 | 0 | 0 | #N/A | #N/A | #N/A | #N/A | #N/A | #N/A | #N/A | #N/A | #N/A | #N/A | #N/A | #N/A | #N/A | #N/A | #N/A | #N/A | #DIV/0! | #DIV/0! | #DIV/0! | #DIV/0! | #DIV/0! | #DIV/0! | #DIV/0! | #DIV/0! | #DIV/0! | #DIV/0! | #DIV/0! | #DIV/0! | #DIV/0! | #DIV/0! | #DIV/0! | #DIV/0! | #DIV/0! | #DIV/0! | #DIV/0! | #DIV/0! | #DIV/0! | #DIV/0! | #DIV/0! | #DIV/0! | #DIV/0! | #DIV/0! | #DIV/0! | #DIV/0! | #DIV/0! | #DIV/0! | #DIV/0! | #DIV/0! | #DIV/0! | #DIV/0! | #DIV/0! | #DIV/0!
0 | 0 | 0 | 0 | #DIV/0! | #DIV/0! | #DIV/0! | #DIV/0! | #DIV/0! | #DIV/0! | #DIV/0! | #DIV/0! | #DIV/0! | #DIV/0! | #DIV/0! | #DIV/0! | #DIV/0! | #DIV/0! | #DIV/0! | #DIV/0! | 0 | 0 | #DIV/0! | #DIV/0! | #DIV/0! | #DIV/0! | #DIV/0! | #DIV/0! | #DIV/0! | #DIV/0! | #DIV/0! | #DIV/0! | #DIV/0! | #DIV/0! | #DIV/0! | #DIV/0! | #DIV/0! | #DIV/0! | #DIV/0! | #DIV/0! | #DIV/0! | #DIV/0! | #DIV/0! | #DIV/0! | #DIV/0! | #DIV/0! | #DIV/0! | #DIV/0! | 4 | 2 | 1 | 0 | 0 | 0 | 0 | 0 | #N/A | #N/A | #N/A | #N/A | #N/A | #N/A | #N/A | #N/A | #N/A | #N/A | #N/A | #N/A | #N/A | #N/A | #N/A | #N/A | #DIV/0! | #DIV/0! | #DIV/0! | #DIV/0! | #DIV/0! | #DIV/0! | #DIV/0! | #DIV/0! | #DIV/0! | #DIV/0! | #DIV/0! | #DIV/0! | #DIV/0! | #DIV/0! | #DIV/0! | #DIV/0! | #DIV/0! | #DIV/0! | #DIV/0! | #DIV/0! | #DIV/0! | #DIV/0! | #DIV/0! | #DIV/0! | #DIV/0! | #DIV/0! | #DIV/0! | #DIV/0! | #DIV/0! | #DIV/0! | #DIV/0! | #DIV/0! | #DIV/0! | #DIV/0! | #DIV/0! | #DIV/0!
0 | 0 | 0 | 0 | #DIV/0! | #DIV/0! | #DIV/0! | #DIV/0! | #DIV/0! | #DIV/0! | #DIV/0! | #DIV/0! | #DIV/0! | #DIV/0! | #DIV/0! | #DIV/0! | #DIV/0! | #DIV/0! | #DIV/0! | #DIV/0! | 0 | 0 | #DIV/0! | #DIV/0! | #DIV/0! | #DIV/0! | #DIV/0! | #DIV/0! | #DIV/0! | #DIV/0! | #DIV/0! | #DIV/0! | #DIV/0! | #DIV/0! | #DIV/0! | #DIV/0! | #DIV/0! | #DIV/0! | #DIV/0! | #DIV/0! | #DIV/0! | #DIV/0! | #DIV/0! | #DIV/0! | #DIV/0! | #DIV/0! | #DIV/0! | #DIV/0! | 4 | 2 | 1 | 0 | 0 | 0 | 0 | 0 | #N/A | #N/A | #N/A | #N/A | #N/A | #N/A | #N/A | #N/A | #N/A | #N/A | #N/A | #N/A | #N/A | #N/A | #N/A | #N/A | #DIV/0! | #DIV/0! | #DIV/0! | #DIV/0! | #DIV/0! | #DIV/0! | #DIV/0! | #DIV/0! | #DIV/0! | #DIV/0! | #DIV/0! | #DIV/0! | #DIV/0! | #DIV/0! | #DIV/0! | #DIV/0! | #DIV/0! | #DIV/0! | #DIV/0! | #DIV/0! | #DIV/0! | #DIV/0! | #DIV/0! | #DIV/0! | #DIV/0! | #DIV/0! | #DIV/0! | #DIV/0! | #DIV/0! | #DIV/0! | #DIV/0! | #DIV/0! | #DIV/0! | #DIV/0! | #DIV/0! | #DIV/0!
0 | 0 | 0 | 0 | #DIV/0! | #DIV/0! | #DIV/0! | #DIV/0! | #DIV/0! | #DIV/0! | #DIV/0! | #DIV/0! | #DIV/0! | #DIV/0! | #DIV/0! | #DIV/0! | #DIV/0! | #DIV/0! | #DIV/0! | #DIV/0! | 0 | 0 | #DIV/0! | #DIV/0! | #DIV/0! | #DIV/0! | #DIV/0! | #DIV/0! | #DIV/0! | #DIV/0! | #DIV/0! | #DIV/0! | #DIV/0! | #DIV/0! | #DIV/0! | #DIV/0! | #DIV/0! | #DIV/0! | #DIV/0! | #DIV/0! | #DIV/0! | #DIV/0! | #DIV/0! | #DIV/0! | #DIV/0! | #DIV/0! | #DIV/0! | #DIV/0! | 4 | 2 | 1 | 0 | 0 | 0 | 0 | 0 | #N/A | #N/A | #N/A | #N/A | #N/A | #N/A | #N/A | #N/A | #N/A | #N/A | #N/A | #N/A | #N/A | #N/A | #N/A | #N/A | #DIV/0! | #DIV/0! | #DIV/0! | #DIV/0! | #DIV/0! | #DIV/0! | #DIV/0! | #DIV/0! | #DIV/0! | #DIV/0! | #DIV/0! | #DIV/0! | #DIV/0! | #DIV/0! | #DIV/0! | #DIV/0! | #DIV/0! | #DIV/0! | #DIV/0! | #DIV/0! | #DIV/0! | #DIV/0! | #DIV/0! | #DIV/0! | #DIV/0! | #DIV/0! | #DIV/0! | #DIV/0! | #DIV/0! | #DIV/0! | #DIV/0! | #DIV/0! | #DIV/0! | #DIV/0! | #DIV/0! | #DIV/0!
0 | 0 | 0 | 0 | #DIV/0! | #DIV/0! | #DIV/0! | #DIV/0! | #DIV/0! | #DIV/0! | #DIV/0! | #DIV/0! | #DIV/0! | #DIV/0! | #DIV/0! | #DIV/0! | #DIV/0! | #DIV/0! | #DIV/0! | #DIV/0! | 0 | 0 | #DIV/0! | #DIV/0! | #DIV/0! | #DIV/0! | #DIV/0! | #DIV/0! | #DIV/0! | #DIV/0! | #DIV/0! | #DIV/0! | #DIV/0! | #DIV/0! | #DIV/0! | #DIV/0! | #DIV/0! | #DIV/0! | #DIV/0! | #DIV/0! | #DIV/0! | #DIV/0! | #DIV/0! | #DIV/0! | #DIV/0! | #DIV/0! | #DIV/0! | #DIV/0! | 4 | 2 | 1 | 0 | 0 | 0 | 0 | 0 | #N/A | #N/A | #N/A | #N/A | #N/A | #N/A | #N/A | #N/A | #N/A | #N/A | #N/A | #N/A | #N/A | #N/A | #N/A | #N/A | #DIV/0! | #DIV/0! | #DIV/0! | #DIV/0! | #DIV/0! | #DIV/0! | #DIV/0! | #DIV/0! | #DIV/0! | #DIV/0! | #DIV/0! | #DIV/0! | #DIV/0! | #DIV/0! | #DIV/0! | #DIV/0! | #DIV/0! | #DIV/0! | #DIV/0! | #DIV/0! | #DIV/0! | #DIV/0! | #DIV/0! | #DIV/0! | #DIV/0! | #DIV/0! | #DIV/0! | #DIV/0! | #DIV/0! | #DIV/0! | #DIV/0! | #DIV/0! | #DIV/0! | #DIV/0! | #DIV/0! | #DIV/0!
0 | 0 | 0 | 0 | #DIV/0! | #DIV/0! | #DIV/0! | #DIV/0! | #DIV/0! | #DIV/0! | #DIV/0! | #DIV/0! | #DIV/0! | #DIV/0! | #DIV/0! | #DIV/0! | #DIV/0! | #DIV/0! | #DIV/0! | #DIV/0! | 0 | 0 | #DIV/0! | #DIV/0! | #DIV/0! | #DIV/0! | #DIV/0! | #DIV/0! | #DIV/0! | #DIV/0! | #DIV/0! | #DIV/0! | #DIV/0! | #DIV/0! | #DIV/0! | #DIV/0! | #DIV/0! | #DIV/0! | #DIV/0! | #DIV/0! | #DIV/0! | #DIV/0! | #DIV/0! | #DIV/0! | #DIV/0! | #DIV/0! | #DIV/0! | #DIV/0! | 4 | 2 | 1 | 0 | 0 | 0 | 0 | 0 | #N/A | #N/A | #N/A | #N/A | #N/A | #N/A | #N/A | #N/A | #N/A | #N/A | #N/A | #N/A | #N/A | #N/A | #N/A | #N/A | #DIV/0! | #DIV/0! | #DIV/0! | #DIV/0! | #DIV/0! | #DIV/0! | #DIV/0! | #DIV/0! | #DIV/0! | #DIV/0! | #DIV/0! | #DIV/0! | #DIV/0! | #DIV/0! | #DIV/0! | #DIV/0! | #DIV/0! | #DIV/0! | #DIV/0! | #DIV/0! | #DIV/0! | #DIV/0! | #DIV/0! | #DIV/0! | #DIV/0! | #DIV/0! | #DIV/0! | #DIV/0! | #DIV/0! | #DIV/0! | #DIV/0! | #DIV/0! | #DIV/0! | #DIV/0! | #DIV/0! | #DIV/0!
0 | 0 | 0 | 0 | #DIV/0! | #DIV/0! | #DIV/0! | #DIV/0! | #DIV/0! | #DIV/0! | #DIV/0! | #DIV/0! | #DIV/0! | #DIV/0! | #DIV/0! | #DIV/0! | #DIV/0! | #DIV/0! | #DIV/0! | #DIV/0! | 0 | 0 | #DIV/0! | #DIV/0! | #DIV/0! | #DIV/0! | #DIV/0! | #DIV/0! | #DIV/0! | #DIV/0! | #DIV/0! | #DIV/0! | #DIV/0! | #DIV/0! | #DIV/0! | #DIV/0! | #DIV/0! | #DIV/0! | #DIV/0! | #DIV/0! | #DIV/0! | #DIV/0! | #DIV/0! | #DIV/0! | #DIV/0! | #DIV/0! | #DIV/0! | #DIV/0! | 4 | 2 | 1 | 0 | 0 | 0 | 0 | 0 | #N/A | #N/A | #N/A | #N/A | #N/A | #N/A | #N/A | #N/A | #N/A | #N/A | #N/A | #N/A | #N/A | #N/A | #N/A | #N/A | #DIV/0! | #DIV/0! | #DIV/0! | #DIV/0! | #DIV/0! | #DIV/0! | #DIV/0! | #DIV/0! | #DIV/0! | #DIV/0! | #DIV/0! | #DIV/0! | #DIV/0! | #DIV/0! | #DIV/0! | #DIV/0! | #DIV/0! | #DIV/0! | #DIV/0! | #DIV/0! | #DIV/0! | #DIV/0! | #DIV/0! | #DIV/0! | #DIV/0! | #DIV/0! | #DIV/0! | #DIV/0! | #DIV/0! | #DIV/0! | #DIV/0! | #DIV/0! | #DIV/0! | #DIV/0! | #DIV/0! | #DIV/0!
0 | 0 | 0 | 0 | #DIV/0! | #DIV/0! | #DIV/0! | #DIV/0! | #DIV/0! | #DIV/0! | #DIV/0! | #DIV/0! | #DIV/0! | #DIV/0! | #DIV/0! | #DIV/0! | #DIV/0! | #DIV/0! | #DIV/0! | #DIV/0! | 0 | 0 | #DIV/0! | #DIV/0! | #DIV/0! | #DIV/0! | #DIV/0! | #DIV/0! | #DIV/0! | #DIV/0! | #DIV/0! | #DIV/0! | #DIV/0! | #DIV/0! | #DIV/0! | #DIV/0! | #DIV/0! | #DIV/0! | #DIV/0! | #DIV/0! | #DIV/0! | #DIV/0! | #DIV/0! | #DIV/0! | #DIV/0! | #DIV/0! | #DIV/0! | #DIV/0! | 4 | 2 | 1 | 0 | 0 | 0 | 0 | 0 | #N/A | #N/A | #N/A | #N/A | #N/A | #N/A | #N/A | #N/A | #N/A | #N/A | #N/A | #N/A | #N/A | #N/A | #N/A | #N/A | #DIV/0! | #DIV/0! | #DIV/0! | #DIV/0! | #DIV/0! | #DIV/0! | #DIV/0! | #DIV/0! | #DIV/0! | #DIV/0! | #DIV/0! | #DIV/0! | #DIV/0! | #DIV/0! | #DIV/0! | #DIV/0! | #DIV/0! | #DIV/0! | #DIV/0! | #DIV/0! | #DIV/0! | #DIV/0! | #DIV/0! | #DIV/0! | #DIV/0! | #DIV/0! | #DIV/0! | #DIV/0! | #DIV/0! | #DIV/0! | #DIV/0! | #DIV/0! | #DIV/0! | #DIV/0! | #DIV/0! | #DIV/0!
0 | 0 | 0 | 0 | #DIV/0! | #DIV/0! | #DIV/0! | #DIV/0! | #DIV/0! | #DIV/0! | #DIV/0! | #DIV/0! | #DIV/0! | #DIV/0! | #DIV/0! | #DIV/0! | #DIV/0! | #DIV/0! | #DIV/0! | #DIV/0! | 0 | 0 | #DIV/0! | #DIV/0! | #DIV/0! | #DIV/0! | #DIV/0! | #DIV/0! | #DIV/0! | #DIV/0! | #DIV/0! | #DIV/0! | #DIV/0! | #DIV/0! | #DIV/0! | #DIV/0! | #DIV/0! | #DIV/0! | #DIV/0! | #DIV/0! | #DIV/0! | #DIV/0! | #DIV/0! | #DIV/0! | #DIV/0! | #DIV/0! | #DIV/0! | #DIV/0! | 4 | 2 | 1 | 0 | 0 | 0 | 0 | 0 | #N/A | #N/A | #N/A | #N/A | #N/A | #N/A | #N/A | #N/A | #N/A | #N/A | #N/A | #N/A | #N/A | #N/A | #N/A | #N/A | #DIV/0! | #DIV/0! | #DIV/0! | #DIV/0! | #DIV/0! | #DIV/0! | #DIV/0! | #DIV/0! | #DIV/0! | #DIV/0! | #DIV/0! | #DIV/0! | #DIV/0! | #DIV/0! | #DIV/0! | #DIV/0! | #DIV/0! | #DIV/0! | #DIV/0! | #DIV/0! | #DIV/0! | #DIV/0! | #DIV/0! | #DIV/0! | #DIV/0! | #DIV/0! | #DIV/0! | #DIV/0! | #DIV/0! | #DIV/0! | #DIV/0! | #DIV/0! | #DIV/0! | #DIV/0! | #DIV/0! | #DIV/0!
0 | 0 | 0 | 0 | #DIV/0! | #DIV/0! | #DIV/0! | #DIV/0! | #DIV/0! | #DIV/0! | #DIV/0! | #DIV/0! | #DIV/0! | #DIV/0! | #DIV/0! | #DIV/0! | #DIV/0! | #DIV/0! | #DIV/0! | #DIV/0! | 0 | 0 | #DIV/0! | #DIV/0! | #DIV/0! | #DIV/0! | #DIV/0! | #DIV/0! | #DIV/0! | #DIV/0! | #DIV/0! | #DIV/0! | #DIV/0! | #DIV/0! | #DIV/0! | #DIV/0! | #DIV/0! | #DIV/0! | #DIV/0! | #DIV/0! | #DIV/0! | #DIV/0! | #DIV/0! | #DIV/0! | #DIV/0! | #DIV/0! | #DIV/0! | #DIV/0! | 4 | 2 | 1 | 0 | 0 | 0 | 0 | 0 | #N/A | #N/A | #N/A | #N/A | #N/A | #N/A | #N/A | #N/A | #N/A | #N/A | #N/A | #N/A | #N/A | #N/A | #N/A | #N/A | #DIV/0! | #DIV/0! | #DIV/0! | #DIV/0! | #DIV/0! | #DIV/0! | #DIV/0! | #DIV/0! | #DIV/0! | #DIV/0! | #DIV/0! | #DIV/0! | #DIV/0! | #DIV/0! | #DIV/0! | #DIV/0! | #DIV/0! | #DIV/0! | #DIV/0! | #DIV/0! | #DIV/0! | #DIV/0! | #DIV/0! | #DIV/0! | #DIV/0! | #DIV/0! | #DIV/0! | #DIV/0! | #DIV/0! | #DIV/0! | #DIV/0! | #DIV/0! | #DIV/0! | #DIV/0! | #DIV/0! | #DIV/0!
0 | 0 | 0 | 0 | #DIV/0! | #DIV/0! | #DIV/0! | #DIV/0! | #DIV/0! | #DIV/0! | #DIV/0! | #DIV/0! | #DIV/0! | #DIV/0! | #DIV/0! | #DIV/0! | #DIV/0! | #DIV/0! | #DIV/0! | #DIV/0! | 0 | 0 | #DIV/0! | #DIV/0! | #DIV/0! | #DIV/0! | #DIV/0! | #DIV/0! | #DIV/0! | #DIV/0! | #DIV/0! | #DIV/0! | #DIV/0! | #DIV/0! | #DIV/0! | #DIV/0! | #DIV/0! | #DIV/0! | #DIV/0! | #DIV/0! | #DIV/0! | #DIV/0! | #DIV/0! | #DIV/0! | #DIV/0! | #DIV/0! | #DIV/0! | #DIV/0! | 4 | 2 | 1 | 0 | 0 | 0 | 0 | 0 | #N/A | #N/A | #N/A | #N/A | #N/A | #N/A | #N/A | #N/A | #N/A | #N/A | #N/A | #N/A | #N/A | #N/A | #N/A | #N/A | #DIV/0! | #DIV/0! | #DIV/0! | #DIV/0! | #DIV/0! | #DIV/0! | #DIV/0! | #DIV/0! | #DIV/0! | #DIV/0! | #DIV/0! | #DIV/0! | #DIV/0! | #DIV/0! | #DIV/0! | #DIV/0! | #DIV/0! | #DIV/0! | #DIV/0! | #DIV/0! | #DIV/0! | #DIV/0! | #DIV/0! | #DIV/0! | #DIV/0! | #DIV/0! | #DIV/0! | #DIV/0! | #DIV/0! | #DIV/0! | #DIV/0! | #DIV/0! | #DIV/0! | #DIV/0! | #DIV/0! | #DIV/0!
0 | 0 | 0 | 0 | #DIV/0! | #DIV/0! | #DIV/0! | #DIV/0! | #DIV/0! | #DIV/0! | #DIV/0! | #DIV/0! | #DIV/0! | #DIV/0! | #DIV/0! | #DIV/0! | #DIV/0! | #DIV/0! | #DIV/0! | #DIV/0! | 0 | 0 | #DIV/0! | #DIV/0! | #DIV/0! | #DIV/0! | #DIV/0! | #DIV/0! | #DIV/0! | #DIV/0! | #DIV/0! | #DIV/0! | #DIV/0! | #DIV/0! | #DIV/0! | #DIV/0! | #DIV/0! | #DIV/0! | #DIV/0! | #DIV/0! | #DIV/0! | #DIV/0! | #DIV/0! | #DIV/0! | #DIV/0! | #DIV/0! | #DIV/0! | #DIV/0! | 4 | 2 | 1 | 0 | 0 | 0 | 0 | 0 | #N/A | #N/A | #N/A | #N/A | #N/A | #N/A | #N/A | #N/A | #N/A | #N/A | #N/A | #N/A | #N/A | #N/A | #N/A | #N/A | #DIV/0! | #DIV/0! | #DIV/0! | #DIV/0! | #DIV/0! | #DIV/0! | #DIV/0! | #DIV/0! | #DIV/0! | #DIV/0! | #DIV/0! | #DIV/0! | #DIV/0! | #DIV/0! | #DIV/0! | #DIV/0! | #DIV/0! | #DIV/0! | #DIV/0! | #DIV/0! | #DIV/0! | #DIV/0! | #DIV/0! | #DIV/0! | #DIV/0! | #DIV/0! | #DIV/0! | #DIV/0! | #DIV/0! | #DIV/0! | #DIV/0! | #DIV/0! | #DIV/0! | #DIV/0! | #DIV/0! | #DIV/0!
0 | 0 | 0 | 0 | #DIV/0! | #DIV/0! | #DIV/0! | #DIV/0! | #DIV/0! | #DIV/0! | #DIV/0! | #DIV/0! | #DIV/0! | #DIV/0! | #DIV/0! | #DIV/0! | #DIV/0! | #DIV/0! | #DIV/0! | #DIV/0! | 0 | 0 | #DIV/0! | #DIV/0! | #DIV/0! | #DIV/0! | #DIV/0! | #DIV/0! | #DIV/0! | #DIV/0! | #DIV/0! | #DIV/0! | #DIV/0! | #DIV/0! | #DIV/0! | #DIV/0! | #DIV/0! | #DIV/0! | #DIV/0! | #DIV/0! | #DIV/0! | #DIV/0! | #DIV/0! | #DIV/0! | #DIV/0! | #DIV/0! | #DIV/0! | #DIV/0! | 4 | 2 | 1 | 0 | 0 | 0 | 0 | 0 | #N/A | #N/A | #N/A | #N/A | #N/A | #N/A | #N/A | #N/A | #N/A | #N/A | #N/A | #N/A | #N/A | #N/A | #N/A | #N/A | #DIV/0! | #DIV/0! | #DIV/0! | #DIV/0! | #DIV/0! | #DIV/0! | #DIV/0! | #DIV/0! | #DIV/0! | #DIV/0! | #DIV/0! | #DIV/0! | #DIV/0! | #DIV/0! | #DIV/0! | #DIV/0! | #DIV/0! | #DIV/0! | #DIV/0! | #DIV/0! | #DIV/0! | #DIV/0! | #DIV/0! | #DIV/0! | #DIV/0! | #DIV/0! | #DIV/0! | #DIV/0! | #DIV/0! | #DIV/0! | #DIV/0! | #DIV/0! | #DIV/0! | #DIV/0! | #DIV/0! | #DIV/0!
0 | 0 | 0 | 0 | #DIV/0! | #DIV/0! | #DIV/0! | #DIV/0! | #DIV/0! | #DIV/0! | #DIV/0! | #DIV/0! | #DIV/0! | #DIV/0! | #DIV/0! | #DIV/0! | #DIV/0! | #DIV/0! | #DIV/0! | #DIV/0! | 0 | 0 | #DIV/0! | #DIV/0! | #DIV/0! | #DIV/0! | #DIV/0! | #DIV/0! | #DIV/0! | #DIV/0! | #DIV/0! | #DIV/0! | #DIV/0! | #DIV/0! | #DIV/0! | #DIV/0! | #DIV/0! | #DIV/0! | #DIV/0! | #DIV/0! | #DIV/0! | #DIV/0! | #DIV/0! | #DIV/0! | #DIV/0! | #DIV/0! | #DIV/0! | #DIV/0! | 4 | 2 | 1 | 0 | 0 | 0 | 0 | 0 | #N/A | #N/A | #N/A | #N/A | #N/A | #N/A | #N/A | #N/A | #N/A | #N/A | #N/A | #N/A | #N/A | #N/A | #N/A | #N/A | #DIV/0! | #DIV/0! | #DIV/0! | #DIV/0! | #DIV/0! | #DIV/0! | #DIV/0! | #DIV/0! | #DIV/0! | #DIV/0! | #DIV/0! | #DIV/0! | #DIV/0! | #DIV/0! | #DIV/0! | #DIV/0! | #DIV/0! | #DIV/0! | #DIV/0! | #DIV/0! | #DIV/0! | #DIV/0! | #DIV/0! | #DIV/0! | #DIV/0! | #DIV/0! | #DIV/0! | #DIV/0! | #DIV/0! | #DIV/0! | #DIV/0! | #DIV/0! | #DIV/0! | #DIV/0! | #DIV/0! | #DIV/0!
0 | 0 | 0 | 0 | #DIV/0! | #DIV/0! | #DIV/0! | #DIV/0! | #DIV/0! | #DIV/0! | #DIV/0! | #DIV/0! | #DIV/0! | #DIV/0! | #DIV/0! | #DIV/0! | #DIV/0! | #DIV/0! | #DIV/0! | #DIV/0! | 0 | 0 | #DIV/0! | #DIV/0! | #DIV/0! | #DIV/0! | #DIV/0! | #DIV/0! | #DIV/0! | #DIV/0! | #DIV/0! | #DIV/0! | #DIV/0! | #DIV/0! | #DIV/0! | #DIV/0! | #DIV/0! | #DIV/0! | #DIV/0! | #DIV/0! | #DIV/0! | #DIV/0! | #DIV/0! | #DIV/0! | #DIV/0! | #DIV/0! | #DIV/0! | #DIV/0! | 4 | 2 | 1 | 0 | 0 | 0 | 0 | 0 | #N/A | #N/A | #N/A | #N/A | #N/A | #N/A | #N/A | #N/A | #N/A | #N/A | #N/A | #N/A | #N/A | #N/A | #N/A | #N/A | #DIV/0! | #DIV/0! | #DIV/0! | #DIV/0! | #DIV/0! | #DIV/0! | #DIV/0! | #DIV/0! | #DIV/0! | #DIV/0! | #DIV/0! | #DIV/0! | #DIV/0! | #DIV/0! | #DIV/0! | #DIV/0! | #DIV/0! | #DIV/0! | #DIV/0! | #DIV/0! | #DIV/0! | #DIV/0! | #DIV/0! | #DIV/0! | #DIV/0! | #DIV/0! | #DIV/0! | #DIV/0! | #DIV/0! | #DIV/0! | #DIV/0! | #DIV/0! | #DIV/0! | #DIV/0! | #DIV/0! | #DIV/0!
0 | 0 | 0 | 0 | #DIV/0! | #DIV/0! | #DIV/0! | #DIV/0! | #DIV/0! | #DIV/0! | #DIV/0! | #DIV/0! | #DIV/0! | #DIV/0! | #DIV/0! | #DIV/0! | #DIV/0! | #DIV/0! | #DIV/0! | #DIV/0! | 0 | 0 | #DIV/0! | #DIV/0! | #DIV/0! | #DIV/0! | #DIV/0! | #DIV/0! | #DIV/0! | #DIV/0! | #DIV/0! | #DIV/0! | #DIV/0! | #DIV/0! | #DIV/0! | #DIV/0! | #DIV/0! | #DIV/0! | #DIV/0! | #DIV/0! | #DIV/0! | #DIV/0! | #DIV/0! | #DIV/0! | #DIV/0! | #DIV/0! | #DIV/0! | #DIV/0! | 4 | 2 | 1 | 0 | 0 | 0 | 0 | 0 | #N/A | #N/A | #N/A | #N/A | #N/A | #N/A | #N/A | #N/A | #N/A | #N/A | #N/A | #N/A | #N/A | #N/A | #N/A | #N/A | #DIV/0! | #DIV/0! | #DIV/0! | #DIV/0! | #DIV/0! | #DIV/0! | #DIV/0! | #DIV/0! | #DIV/0! | #DIV/0! | #DIV/0! | #DIV/0! | #DIV/0! | #DIV/0! | #DIV/0! | #DIV/0! | #DIV/0! | #DIV/0! | #DIV/0! | #DIV/0! | #DIV/0! | #DIV/0! | #DIV/0! | #DIV/0! | #DIV/0! | #DIV/0! | #DIV/0! | #DIV/0! | #DIV/0! | #DIV/0! | #DIV/0! | #DIV/0! | #DIV/0! | #DIV/0! | #DIV/0! | #DIV/0!
0 | 0 | 0 | 0 | #DIV/0! | #DIV/0! | #DIV/0! | #DIV/0! | #DIV/0! | #DIV/0! | #DIV/0! | #DIV/0! | #DIV/0! | #DIV/0! | #DIV/0! | #DIV/0! | #DIV/0! | #DIV/0! | #DIV/0! | #DIV/0! | 0 | 0 | #DIV/0! | #DIV/0! | #DIV/0! | #DIV/0! | #DIV/0! | #DIV/0! | #DIV/0! | #DIV/0! | #DIV/0! | #DIV/0! | #DIV/0! | #DIV/0! | #DIV/0! | #DIV/0! | #DIV/0! | #DIV/0! | #DIV/0! | #DIV/0! | #DIV/0! | #DIV/0! | #DIV/0! | #DIV/0! | #DIV/0! | #DIV/0! | #DIV/0! | #DIV/0! | 4 | 2 | 1 | 0 | 0 | 0 | 0 | 0 | #N/A | #N/A | #N/A | #N/A | #N/A | #N/A | #N/A | #N/A | #N/A | #N/A | #N/A | #N/A | #N/A | #N/A | #N/A | #N/A | #DIV/0! | #DIV/0! | #DIV/0! | #DIV/0! | #DIV/0! | #DIV/0! | #DIV/0! | #DIV/0! | #DIV/0! | #DIV/0! | #DIV/0! | #DIV/0! | #DIV/0! | #DIV/0! | #DIV/0! | #DIV/0! | #DIV/0! | #DIV/0! | #DIV/0! | #DIV/0! | #DIV/0! | #DIV/0! | #DIV/0! | #DIV/0! | #DIV/0! | #DIV/0! | #DIV/0! | #DIV/0! | #DIV/0! | #DIV/0! | #DIV/0! | #DIV/0! | #DIV/0! | #DIV/0! | #DIV/0! | #DIV/0!
0 | 0 | 0 | 0 | #DIV/0! | #DIV/0! | #DIV/0! | #DIV/0! | #DIV/0! | #DIV/0! | #DIV/0! | #DIV/0! | #DIV/0! | #DIV/0! | #DIV/0! | #DIV/0! | #DIV/0! | #DIV/0! | #DIV/0! | #DIV/0! | 0 | 0 | #DIV/0! | #DIV/0! | #DIV/0! | #DIV/0! | #DIV/0! | #DIV/0! | #DIV/0! | #DIV/0! | #DIV/0! | #DIV/0! | #DIV/0! | #DIV/0! | #DIV/0! | #DIV/0! | #DIV/0! | #DIV/0! | #DIV/0! | #DIV/0! | #DIV/0! | #DIV/0! | #DIV/0! | #DIV/0! | #DIV/0! | #DIV/0! | #DIV/0! | #DIV/0! | 4 | 2 | 1 | 0 | 0 | 0 | 0 | 0 | #N/A | #N/A | #N/A | #N/A | #N/A | #N/A | #N/A | #N/A | #N/A | #N/A | #N/A | #N/A | #N/A | #N/A | #N/A | #N/A | #DIV/0! | #DIV/0! | #DIV/0! | #DIV/0! | #DIV/0! | #DIV/0! | #DIV/0! | #DIV/0! | #DIV/0! | #DIV/0! | #DIV/0! | #DIV/0! | #DIV/0! | #DIV/0! | #DIV/0! | #DIV/0! | #DIV/0! | #DIV/0! | #DIV/0! | #DIV/0! | #DIV/0! | #DIV/0! | #DIV/0! | #DIV/0! | #DIV/0! | #DIV/0! | #DIV/0! | #DIV/0! | #DIV/0! | #DIV/0! | #DIV/0! | #DIV/0! | #DIV/0! | #DIV/0! | #DIV/0! | #DIV/0!
0 | 0 | 0 | 0 | #DIV/0! | #DIV/0! | #DIV/0! | #DIV/0! | #DIV/0! | #DIV/0! | #DIV/0! | #DIV/0! | #DIV/0! | #DIV/0! | #DIV/0! | #DIV/0! | #DIV/0! | #DIV/0! | #DIV/0! | #DIV/0! | 0 | 0 | #DIV/0! | #DIV/0! | #DIV/0! | #DIV/0! | #DIV/0! | #DIV/0! | #DIV/0! | #DIV/0! | #DIV/0! | #DIV/0! | #DIV/0! | #DIV/0! | #DIV/0! | #DIV/0! | #DIV/0! | #DIV/0! | #DIV/0! | #DIV/0! | #DIV/0! | #DIV/0! | #DIV/0! | #DIV/0! | #DIV/0! | #DIV/0! | #DIV/0! | #DIV/0! | 4 | 2 | 1 | 0 | 0 | 0 | 0 | 0 | #N/A | #N/A | #N/A | #N/A | #N/A | #N/A | #N/A | #N/A | #N/A | #N/A | #N/A | #N/A | #N/A | #N/A | #N/A | #N/A | #DIV/0! | #DIV/0! | #DIV/0! | #DIV/0! | #DIV/0! | #DIV/0! | #DIV/0! | #DIV/0! | #DIV/0! | #DIV/0! | #DIV/0! | #DIV/0! | #DIV/0! | #DIV/0! | #DIV/0! | #DIV/0! | #DIV/0! | #DIV/0! | #DIV/0! | #DIV/0! | #DIV/0! | #DIV/0! | #DIV/0! | #DIV/0! | #DIV/0! | #DIV/0! | #DIV/0! | #DIV/0! | #DIV/0! | #DIV/0! | #DIV/0! | #DIV/0! | #DIV/0! | #DIV/0! | #DIV/0! | #DIV/0!
0 | 0 | 0 | 0 | #DIV/0! | #DIV/0! | #DIV/0! | #DIV/0! | #DIV/0! | #DIV/0! | #DIV/0! | #DIV/0! | #DIV/0! | #DIV/0! | #DIV/0! | #DIV/0! | #DIV/0! | #DIV/0! | #DIV/0! | #DIV/0! | 0 | 0 | #DIV/0! | #DIV/0! | #DIV/0! | #DIV/0! | #DIV/0! | #DIV/0! | #DIV/0! | #DIV/0! | #DIV/0! | #DIV/0! | #DIV/0! | #DIV/0! | #DIV/0! | #DIV/0! | #DIV/0! | #DIV/0! | #DIV/0! | #DIV/0! | #DIV/0! | #DIV/0! | #DIV/0! | #DIV/0! | #DIV/0! | #DIV/0! | #DIV/0! | #DIV/0! | 4 | 2 | 1 | 0 | 0 | 0 | 0 | 0 | #N/A | #N/A | #N/A | #N/A | #N/A | #N/A | #N/A | #N/A | #N/A | #N/A | #N/A | #N/A | #N/A | #N/A | #N/A | #N/A | #DIV/0! | #DIV/0! | #DIV/0! | #DIV/0! | #DIV/0! | #DIV/0! | #DIV/0! | #DIV/0! | #DIV/0! | #DIV/0! | #DIV/0! | #DIV/0! | #DIV/0! | #DIV/0! | #DIV/0! | #DIV/0! | #DIV/0! | #DIV/0! | #DIV/0! | #DIV/0! | #DIV/0! | #DIV/0! | #DIV/0! | #DIV/0! | #DIV/0! | #DIV/0! | #DIV/0! | #DIV/0! | #DIV/0! | #DIV/0! | #DIV/0! | #DIV/0! | #DIV/0! | #DIV/0! | #DIV/0! | #DIV/0!
0 | 0 | 0 | 0 | #DIV/0! | #DIV/0! | #DIV/0! | #DIV/0! | #DIV/0! | #DIV/0! | #DIV/0! | #DIV/0! | #DIV/0! | #DIV/0! | #DIV/0! | #DIV/0! | #DIV/0! | #DIV/0! | #DIV/0! | #DIV/0! | 0 | 0 | #DIV/0! | #DIV/0! | #DIV/0! | #DIV/0! | #DIV/0! | #DIV/0! | #DIV/0! | #DIV/0! | #DIV/0! | #DIV/0! | #DIV/0! | #DIV/0! | #DIV/0! | #DIV/0! | #DIV/0! | #DIV/0! | #DIV/0! | #DIV/0! | #DIV/0! | #DIV/0! | #DIV/0! | #DIV/0! | #DIV/0! | #DIV/0! | #DIV/0! | #DIV/0! | 4 | 2 | 1 | 0 | 0 | 0 | 0 | 0 | #N/A | #N/A | #N/A | #N/A | #N/A | #N/A | #N/A | #N/A | #N/A | #N/A | #N/A | #N/A | #N/A | #N/A | #N/A | #N/A | #DIV/0! | #DIV/0! | #DIV/0! | #DIV/0! | #DIV/0! | #DIV/0! | #DIV/0! | #DIV/0! | #DIV/0! | #DIV/0! | #DIV/0! | #DIV/0! | #DIV/0! | #DIV/0! | #DIV/0! | #DIV/0! | #DIV/0! | #DIV/0! | #DIV/0! | #DIV/0! | #DIV/0! | #DIV/0! | #DIV/0! | #DIV/0! | #DIV/0! | #DIV/0! | #DIV/0! | #DIV/0! | #DIV/0! | #DIV/0! | #DIV/0! | #DIV/0! | #DIV/0! | #DIV/0! | #DIV/0! | #DIV/0!
0 | 0 | 0 | 0 | #DIV/0! | #DIV/0! | #DIV/0! | #DIV/0! | #DIV/0! | #DIV/0! | #DIV/0! | #DIV/0! | #DIV/0! | #DIV/0! | #DIV/0! | #DIV/0! | #DIV/0! | #DIV/0! | #DIV/0! | #DIV/0! | 0 | 0 | #DIV/0! | #DIV/0! | #DIV/0! | #DIV/0! | #DIV/0! | #DIV/0! | #DIV/0! | #DIV/0! | #DIV/0! | #DIV/0! | #DIV/0! | #DIV/0! | #DIV/0! | #DIV/0! | #DIV/0! | #DIV/0! | #DIV/0! | #DIV/0! | #DIV/0! | #DIV/0! | #DIV/0! | #DIV/0! | #DIV/0! | #DIV/0! | #DIV/0! | #DIV/0! | 4 | 2 | 1 | 0 | 0 | 0 | 0 | 0 | #N/A | #N/A | #N/A | #N/A | #N/A | #N/A | #N/A | #N/A | #N/A | #N/A | #N/A | #N/A | #N/A | #N/A | #N/A | #N/A | #DIV/0! | #DIV/0! | #DIV/0! | #DIV/0! | #DIV/0! | #DIV/0! | #DIV/0! | #DIV/0! | #DIV/0! | #DIV/0! | #DIV/0! | #DIV/0! | #DIV/0! | #DIV/0! | #DIV/0! | #DIV/0! | #DIV/0! | #DIV/0! | #DIV/0! | #DIV/0! | #DIV/0! | #DIV/0! | #DIV/0! | #DIV/0! | #DIV/0! | #DIV/0! | #DIV/0! | #DIV/0! | #DIV/0! | #DIV/0! | #DIV/0! | #DIV/0! | #DIV/0! | #DIV/0! | #DIV/0! | #DIV/0!
0 | 0 | 0 | 0 | #DIV/0! | #DIV/0! | #DIV/0! | #DIV/0! | #DIV/0! | #DIV/0! | #DIV/0! | #DIV/0! | #DIV/0! | #DIV/0! | #DIV/0! | #DIV/0! | #DIV/0! | #DIV/0! | #DIV/0! | #DIV/0! | 0 | 0 | #DIV/0! | #DIV/0! | #DIV/0! | #DIV/0! | #DIV/0! | #DIV/0! | #DIV/0! | #DIV/0! | #DIV/0! | #DIV/0! | #DIV/0! | #DIV/0! | #DIV/0! | #DIV/0! | #DIV/0! | #DIV/0! | #DIV/0! | #DIV/0! | #DIV/0! | #DIV/0! | #DIV/0! | #DIV/0! | #DIV/0! | #DIV/0! | #DIV/0! | #DIV/0! | 4 | 2 | 1 | 0 | 0 | 0 | 0 | 0 | #N/A | #N/A | #N/A | #N/A | #N/A | #N/A | #N/A | #N/A | #N/A | #N/A | #N/A | #N/A | #N/A | #N/A | #N/A | #N/A | #DIV/0! | #DIV/0! | #DIV/0! | #DIV/0! | #DIV/0! | #DIV/0! | #DIV/0! | #DIV/0! | #DIV/0! | #DIV/0! | #DIV/0! | #DIV/0! | #DIV/0! | #DIV/0! | #DIV/0! | #DIV/0! | #DIV/0! | #DIV/0! | #DIV/0! | #DIV/0! | #DIV/0! | #DIV/0! | #DIV/0! | #DIV/0! | #DIV/0! | #DIV/0! | #DIV/0! | #DIV/0! | #DIV/0! | #DIV/0! | #DIV/0! | #DIV/0! | #DIV/0! | #DIV/0! | #DIV/0! | #DIV/0!
0 | 0 | 0 | 0 | #DIV/0! | #DIV/0! | #DIV/0! | #DIV/0! | #DIV/0! | #DIV/0! | #DIV/0! | #DIV/0! | #DIV/0! | #DIV/0! | #DIV/0! | #DIV/0! | #DIV/0! | #DIV/0! | #DIV/0! | #DIV/0! | 0 | 0 | #DIV/0! | #DIV/0! | #DIV/0! | #DIV/0! | #DIV/0! | #DIV/0! | #DIV/0! | #DIV/0! | #DIV/0! | #DIV/0! | #DIV/0! | #DIV/0! | #DIV/0! | #DIV/0! | #DIV/0! | #DIV/0! | #DIV/0! | #DIV/0! | #DIV/0! | #DIV/0! | #DIV/0! | #DIV/0! | #DIV/0! | #DIV/0! | #DIV/0! | #DIV/0! | 4 | 2 | 1 | 0 | 0 | 0 | 0 | 0 | #N/A | #N/A | #N/A | #N/A | #N/A | #N/A | #N/A | #N/A | #N/A | #N/A | #N/A | #N/A | #N/A | #N/A | #N/A | #N/A | #DIV/0! | #DIV/0! | #DIV/0! | #DIV/0! | #DIV/0! | #DIV/0! | #DIV/0! | #DIV/0! | #DIV/0! | #DIV/0! | #DIV/0! | #DIV/0! | #DIV/0! | #DIV/0! | #DIV/0! | #DIV/0! | #DIV/0! | #DIV/0! | #DIV/0! | #DIV/0! | #DIV/0! | #DIV/0! | #DIV/0! | #DIV/0! | #DIV/0! | #DIV/0! | #DIV/0! | #DIV/0! | #DIV/0! | #DIV/0! | #DIV/0! | #DIV/0! | #DIV/0! | #DIV/0! | #DIV/0! | #DIV/0!
0 | 0 | 0 | 0 | #DIV/0! | #DIV/0! | #DIV/0! | #DIV/0! | #DIV/0! | #DIV/0! | #DIV/0! | #DIV/0! | #DIV/0! | #DIV/0! | #DIV/0! | #DIV/0! | #DIV/0! | #DIV/0! | #DIV/0! | #DIV/0! | 0 | 0 | #DIV/0! | #DIV/0! | #DIV/0! | #DIV/0! | #DIV/0! | #DIV/0! | #DIV/0! | #DIV/0! | #DIV/0! | #DIV/0! | #DIV/0! | #DIV/0! | #DIV/0! | #DIV/0! | #DIV/0! | #DIV/0! | #DIV/0! | #DIV/0! | #DIV/0! | #DIV/0! | #DIV/0! | #DIV/0! | #DIV/0! | #DIV/0! | #DIV/0! | #DIV/0! | 4 | 2 | 1 | 0 | 0 | 0 | 0 | 0 | #N/A | #N/A | #N/A | #N/A | #N/A | #N/A | #N/A | #N/A | #N/A | #N/A | #N/A | #N/A | #N/A | #N/A | #N/A | #N/A | #DIV/0! | #DIV/0! | #DIV/0! | #DIV/0! | #DIV/0! | #DIV/0! | #DIV/0! | #DIV/0! | #DIV/0! | #DIV/0! | #DIV/0! | #DIV/0! | #DIV/0! | #DIV/0! | #DIV/0! | #DIV/0! | #DIV/0! | #DIV/0! | #DIV/0! | #DIV/0! | #DIV/0! | #DIV/0! | #DIV/0! | #DIV/0! | #DIV/0! | #DIV/0! | #DIV/0! | #DIV/0! | #DIV/0! | #DIV/0! | #DIV/0! | #DIV/0! | #DIV/0! | #DIV/0! | #DIV/0! | #DIV/0!
0 | 0 | 0 | 0 | #DIV/0! | #DIV/0! | #DIV/0! | #DIV/0! | #DIV/0! | #DIV/0! | #DIV/0! | #DIV/0! | #DIV/0! | #DIV/0! | #DIV/0! | #DIV/0! | #DIV/0! | #DIV/0! | #DIV/0! | #DIV/0! | 0 | 0 | #DIV/0! | #DIV/0! | #DIV/0! | #DIV/0! | #DIV/0! | #DIV/0! | #DIV/0! | #DIV/0! | #DIV/0! | #DIV/0! | #DIV/0! | #DIV/0! | #DIV/0! | #DIV/0! | #DIV/0! | #DIV/0! | #DIV/0! | #DIV/0! | #DIV/0! | #DIV/0! | #DIV/0! | #DIV/0! | #DIV/0! | #DIV/0! | #DIV/0! | #DIV/0! | 4 | 2 | 1 | 0 | 0 | 0 | 0 | 0 | #N/A | #N/A | #N/A | #N/A | #N/A | #N/A | #N/A | #N/A | #N/A | #N/A | #N/A | #N/A | #N/A | #N/A | #N/A | #N/A | #DIV/0! | #DIV/0! | #DIV/0! | #DIV/0! | #DIV/0! | #DIV/0! | #DIV/0! | #DIV/0! | #DIV/0! | #DIV/0! | #DIV/0! | #DIV/0! | #DIV/0! | #DIV/0! | #DIV/0! | #DIV/0! | #DIV/0! | #DIV/0! | #DIV/0! | #DIV/0! | #DIV/0! | #DIV/0! | #DIV/0! | #DIV/0! | #DIV/0! | #DIV/0! | #DIV/0! | #DIV/0! | #DIV/0! | #DIV/0! | #DIV/0! | #DIV/0! | #DIV/0! | #DIV/0! | #DIV/0! | #DIV/0!
0 | 0 | 0 | 0 | #DIV/0! | #DIV/0! | #DIV/0! | #DIV/0! | #DIV/0! | #DIV/0! | #DIV/0! | #DIV/0! | #DIV/0! | #DIV/0! | #DIV/0! | #DIV/0! | #DIV/0! | #DIV/0! | #DIV/0! | #DIV/0! | 0 | 0 | #DIV/0! | #DIV/0! | #DIV/0! | #DIV/0! | #DIV/0! | #DIV/0! | #DIV/0! | #DIV/0! | #DIV/0! | #DIV/0! | #DIV/0! | #DIV/0! | #DIV/0! | #DIV/0! | #DIV/0! | #DIV/0! | #DIV/0! | #DIV/0! | #DIV/0! | #DIV/0! | #DIV/0! | #DIV/0! | #DIV/0! | #DIV/0! | #DIV/0! | #DIV/0! | 4 | 2 | 1 | 0 | 0 | 0 | 0 | 0 | #N/A | #N/A | #N/A | #N/A | #N/A | #N/A | #N/A | #N/A | #N/A | #N/A | #N/A | #N/A | #N/A | #N/A | #N/A | #N/A | #DIV/0! | #DIV/0! | #DIV/0! | #DIV/0! | #DIV/0! | #DIV/0! | #DIV/0! | #DIV/0! | #DIV/0! | #DIV/0! | #DIV/0! | #DIV/0! | #DIV/0! | #DIV/0! | #DIV/0! | #DIV/0! | #DIV/0! | #DIV/0! | #DIV/0! | #DIV/0! | #DIV/0! | #DIV/0! | #DIV/0! | #DIV/0! | #DIV/0! | #DIV/0! | #DIV/0! | #DIV/0! | #DIV/0! | #DIV/0! | #DIV/0! | #DIV/0! | #DIV/0! | #DIV/0! | #DIV/0! | #DIV/0!
0 | 0 | 0 | 0 | #DIV/0! | #DIV/0! | #DIV/0! | #DIV/0! | #DIV/0! | #DIV/0! | #DIV/0! | #DIV/0! | #DIV/0! | #DIV/0! | #DIV/0! | #DIV/0! | #DIV/0! | #DIV/0! | #DIV/0! | #DIV/0! | 0 | 0 | #DIV/0! | #DIV/0! | #DIV/0! | #DIV/0! | #DIV/0! | #DIV/0! | #DIV/0! | #DIV/0! | #DIV/0! | #DIV/0! | #DIV/0! | #DIV/0! | #DIV/0! | #DIV/0! | #DIV/0! | #DIV/0! | #DIV/0! | #DIV/0! | #DIV/0! | #DIV/0! | #DIV/0! | #DIV/0! | #DIV/0! | #DIV/0! | #DIV/0! | #DIV/0! | 4 | 2 | 1 | 0 | 0 | 0 | 0 | 0 | #N/A | #N/A | #N/A | #N/A | #N/A | #N/A | #N/A | #N/A | #N/A | #N/A | #N/A | #N/A | #N/A | #N/A | #N/A | #N/A | #DIV/0! | #DIV/0! | #DIV/0! | #DIV/0! | #DIV/0! | #DIV/0! | #DIV/0! | #DIV/0! | #DIV/0! | #DIV/0! | #DIV/0! | #DIV/0! | #DIV/0! | #DIV/0! | #DIV/0! | #DIV/0! | #DIV/0! | #DIV/0! | #DIV/0! | #DIV/0! | #DIV/0! | #DIV/0! | #DIV/0! | #DIV/0! | #DIV/0! | #DIV/0! | #DIV/0! | #DIV/0! | #DIV/0! | #DIV/0! | #DIV/0! | #DIV/0! | #DIV/0! | #DIV/0! | #DIV/0! | #DIV/0!
0 | 0 | 0 | 0 | #DIV/0! | #DIV/0! | #DIV/0! | #DIV/0! | #DIV/0! | #DIV/0! | #DIV/0! | #DIV/0! | #DIV/0! | #DIV/0! | #DIV/0! | #DIV/0! | #DIV/0! | #DIV/0! | #DIV/0! | #DIV/0! | 0 | 0 | #DIV/0! | #DIV/0! | #DIV/0! | #DIV/0! | #DIV/0! | #DIV/0! | #DIV/0! | #DIV/0! | #DIV/0! | #DIV/0! | #DIV/0! | #DIV/0! | #DIV/0! | #DIV/0! | #DIV/0! | #DIV/0! | #DIV/0! | #DIV/0! | #DIV/0! | #DIV/0! | #DIV/0! | #DIV/0! | #DIV/0! | #DIV/0! | #DIV/0! | #DIV/0! | 4 | 2 | 1 | 0 | 0 | 0 | 0 | 0 | #N/A | #N/A | #N/A | #N/A | #N/A | #N/A | #N/A | #N/A | #N/A | #N/A | #N/A | #N/A | #N/A | #N/A | #N/A | #N/A | #DIV/0! | #DIV/0! | #DIV/0! | #DIV/0! | #DIV/0! | #DIV/0! | #DIV/0! | #DIV/0! | #DIV/0! | #DIV/0! | #DIV/0! | #DIV/0! | #DIV/0! | #DIV/0! | #DIV/0! | #DIV/0! | #DIV/0! | #DIV/0! | #DIV/0! | #DIV/0! | #DIV/0! | #DIV/0! | #DIV/0! | #DIV/0! | #DIV/0! | #DIV/0! | #DIV/0! | #DIV/0! | #DIV/0! | #DIV/0! | #DIV/0! | #DIV/0! | #DIV/0! | #DIV/0! | #DIV/0! | #DIV/0!
0 | 0 | 0 | 0 | #DIV/0! | #DIV/0! | #DIV/0! | #DIV/0! | #DIV/0! | #DIV/0! | #DIV/0! | #DIV/0! | #DIV/0! | #DIV/0! | #DIV/0! | #DIV/0! | #DIV/0! | #DIV/0! | #DIV/0! | #DIV/0! | 0 | 0 | #DIV/0! | #DIV/0! | #DIV/0! | #DIV/0! | #DIV/0! | #DIV/0! | #DIV/0! | #DIV/0! | #DIV/0! | #DIV/0! | #DIV/0! | #DIV/0! | #DIV/0! | #DIV/0! | #DIV/0! | #DIV/0! | #DIV/0! | #DIV/0! | #DIV/0! | #DIV/0! | #DIV/0! | #DIV/0! | #DIV/0! | #DIV/0! | #DIV/0! | #DIV/0! | 4 | 2 | 1 | 0 | 0 | 0 | 0 | 0 | #N/A | #N/A | #N/A | #N/A | #N/A | #N/A | #N/A | #N/A | #N/A | #N/A | #N/A | #N/A | #N/A | #N/A | #N/A | #N/A | #DIV/0! | #DIV/0! | #DIV/0! | #DIV/0! | #DIV/0! | #DIV/0! | #DIV/0! | #DIV/0! | #DIV/0! | #DIV/0! | #DIV/0! | #DIV/0! | #DIV/0! | #DIV/0! | #DIV/0! | #DIV/0! | #DIV/0! | #DIV/0! | #DIV/0! | #DIV/0! | #DIV/0! | #DIV/0! | #DIV/0! | #DIV/0! | #DIV/0! | #DIV/0! | #DIV/0! | #DIV/0! | #DIV/0! | #DIV/0! | #DIV/0! | #DIV/0! | #DIV/0! | #DIV/0! | #DIV/0! | #DIV/0!
0 | 0 | 0 | 0 | #DIV/0! | #DIV/0! | #DIV/0! | #DIV/0! | #DIV/0! | #DIV/0! | #DIV/0! | #DIV/0! | #DIV/0! | #DIV/0! | #DIV/0! | #DIV/0! | #DIV/0! | #DIV/0! | #DIV/0! | #DIV/0! | 0 | 0 | #DIV/0! | #DIV/0! | #DIV/0! | #DIV/0! | #DIV/0! | #DIV/0! | #DIV/0! | #DIV/0! | #DIV/0! | #DIV/0! | #DIV/0! | #DIV/0! | #DIV/0! | #DIV/0! | #DIV/0! | #DIV/0! | #DIV/0! | #DIV/0! | #DIV/0! | #DIV/0! | #DIV/0! | #DIV/0! | #DIV/0! | #DIV/0! | #DIV/0! | #DIV/0! | 4 | 2 | 1 | 0 | 0 | 0 | 0 | 0 | #N/A | #N/A | #N/A | #N/A | #N/A | #N/A | #N/A | #N/A | #N/A | #N/A | #N/A | #N/A | #N/A | #N/A | #N/A | #N/A | #DIV/0! | #DIV/0! | #DIV/0! | #DIV/0! | #DIV/0! | #DIV/0! | #DIV/0! | #DIV/0! | #DIV/0! | #DIV/0! | #DIV/0! | #DIV/0! | #DIV/0! | #DIV/0! | #DIV/0! | #DIV/0! | #DIV/0! | #DIV/0! | #DIV/0! | #DIV/0! | #DIV/0! | #DIV/0! | #DIV/0! | #DIV/0! | #DIV/0! | #DIV/0! | #DIV/0! | #DIV/0! | #DIV/0! | #DIV/0! | #DIV/0! | #DIV/0! | #DIV/0! | #DIV/0! | #DIV/0! | #DIV/0!
0 | 0 | 0 | 0 | #DIV/0! | #DIV/0! | #DIV/0! | #DIV/0! | #DIV/0! | #DIV/0! | #DIV/0! | #DIV/0! | #DIV/0! | #DIV/0! | #DIV/0! | #DIV/0! | #DIV/0! | #DIV/0! | #DIV/0! | #DIV/0! | 0 | 0 | #DIV/0! | #DIV/0! | #DIV/0! | #DIV/0! | #DIV/0! | #DIV/0! | #DIV/0! | #DIV/0! | #DIV/0! | #DIV/0! | #DIV/0! | #DIV/0! | #DIV/0! | #DIV/0! | #DIV/0! | #DIV/0! | #DIV/0! | #DIV/0! | #DIV/0! | #DIV/0! | #DIV/0! | #DIV/0! | #DIV/0! | #DIV/0! | #DIV/0! | #DIV/0! | 4 | 2 | 1 | 0 | 0 | 0 | 0 | 0 | #N/A | #N/A | #N/A | #N/A | #N/A | #N/A | #N/A | #N/A | #N/A | #N/A | #N/A | #N/A | #N/A | #N/A | #N/A | #N/A | #DIV/0! | #DIV/0! | #DIV/0! | #DIV/0! | #DIV/0! | #DIV/0! | #DIV/0! | #DIV/0! | #DIV/0! | #DIV/0! | #DIV/0! | #DIV/0! | #DIV/0! | #DIV/0! | #DIV/0! | #DIV/0! | #DIV/0! | #DIV/0! | #DIV/0! | #DIV/0! | #DIV/0! | #DIV/0! | #DIV/0! | #DIV/0! | #DIV/0! | #DIV/0! | #DIV/0! | #DIV/0! | #DIV/0! | #DIV/0! | #DIV/0! | #DIV/0! | #DIV/0! | #DIV/0! | #DIV/0! | #DIV/0!
0 | 0 | 0 | 0 | #DIV/0! | #DIV/0! | #DIV/0! | #DIV/0! | #DIV/0! | #DIV/0! | #DIV/0! | #DIV/0! | #DIV/0! | #DIV/0! | #DIV/0! | #DIV/0! | #DIV/0! | #DIV/0! | #DIV/0! | #DIV/0! | 0 | 0 | #DIV/0! | #DIV/0! | #DIV/0! | #DIV/0! | #DIV/0! | #DIV/0! | #DIV/0! | #DIV/0! | #DIV/0! | #DIV/0! | #DIV/0! | #DIV/0! | #DIV/0! | #DIV/0! | #DIV/0! | #DIV/0! | #DIV/0! | #DIV/0! | #DIV/0! | #DIV/0! | #DIV/0! | #DIV/0! | #DIV/0! | #DIV/0! | #DIV/0! | #DIV/0! | 4 | 2 | 1 | 0 | 0 | 0 | 0 | 0 | #N/A | #N/A | #N/A | #N/A | #N/A | #N/A | #N/A | #N/A | #N/A | #N/A | #N/A | #N/A | #N/A | #N/A | #N/A | #N/A | #DIV/0! | #DIV/0! | #DIV/0! | #DIV/0! | #DIV/0! | #DIV/0! | #DIV/0! | #DIV/0! | #DIV/0! | #DIV/0! | #DIV/0! | #DIV/0! | #DIV/0! | #DIV/0! | #DIV/0! | #DIV/0! | #DIV/0! | #DIV/0! | #DIV/0! | #DIV/0! | #DIV/0! | #DIV/0! | #DIV/0! | #DIV/0! | #DIV/0! | #DIV/0! | #DIV/0! | #DIV/0! | #DIV/0! | #DIV/0! | #DIV/0! | #DIV/0! | #DIV/0! | #DIV/0! | #DIV/0! | #DIV/0!
0 | 0 | 0 | 0 | #DIV/0! | #DIV/0! | #DIV/0! | #DIV/0! | #DIV/0! | #DIV/0! | #DIV/0! | #DIV/0! | #DIV/0! | #DIV/0! | #DIV/0! | #DIV/0! | #DIV/0! | #DIV/0! | #DIV/0! | #DIV/0! | 0 | 0 | #DIV/0! | #DIV/0! | #DIV/0! | #DIV/0! | #DIV/0! | #DIV/0! | #DIV/0! | #DIV/0! | #DIV/0! | #DIV/0! | #DIV/0! | #DIV/0! | #DIV/0! | #DIV/0! | #DIV/0! | #DIV/0! | #DIV/0! | #DIV/0! | #DIV/0! | #DIV/0! | #DIV/0! | #DIV/0! | #DIV/0! | #DIV/0! | #DIV/0! | #DIV/0! | 4 | 2 | 1 | 0 | 0 | 0 | 0 | 0 | #N/A | #N/A | #N/A | #N/A | #N/A | #N/A | #N/A | #N/A | #N/A | #N/A | #N/A | #N/A | #N/A | #N/A | #N/A | #N/A | #DIV/0! | #DIV/0! | #DIV/0! | #DIV/0! | #DIV/0! | #DIV/0! | #DIV/0! | #DIV/0! | #DIV/0! | #DIV/0! | #DIV/0! | #DIV/0! | #DIV/0! | #DIV/0! | #DIV/0! | #DIV/0! | #DIV/0! | #DIV/0! | #DIV/0! | #DIV/0! | #DIV/0! | #DIV/0! | #DIV/0! | #DIV/0! | #DIV/0! | #DIV/0! | #DIV/0! | #DIV/0! | #DIV/0! | #DIV/0! | #DIV/0! | #DIV/0! | #DIV/0! | #DIV/0! | #DIV/0! | #DIV/0!
0 | 0 | 0 | 0 | #DIV/0! | #DIV/0! | #DIV/0! | #DIV/0! | #DIV/0! | #DIV/0! | #DIV/0! | #DIV/0! | #DIV/0! | #DIV/0! | #DIV/0! | #DIV/0! | #DIV/0! | #DIV/0! | #DIV/0! | #DIV/0! | 0 | 0 | #DIV/0! | #DIV/0! | #DIV/0! | #DIV/0! | #DIV/0! | #DIV/0! | #DIV/0! | #DIV/0! | #DIV/0! | #DIV/0! | #DIV/0! | #DIV/0! | #DIV/0! | #DIV/0! | #DIV/0! | #DIV/0! | #DIV/0! | #DIV/0! | #DIV/0! | #DIV/0! | #DIV/0! | #DIV/0! | #DIV/0! | #DIV/0! | #DIV/0! | #DIV/0! | 4 | 2 | 1 | 0 | 0 | 0 | 0 | 0 | #N/A | #N/A | #N/A | #N/A | #N/A | #N/A | #N/A | #N/A | #N/A | #N/A | #N/A | #N/A | #N/A | #N/A | #N/A | #N/A | #DIV/0! | #DIV/0! | #DIV/0! | #DIV/0! | #DIV/0! | #DIV/0! | #DIV/0! | #DIV/0! | #DIV/0! | #DIV/0! | #DIV/0! | #DIV/0! | #DIV/0! | #DIV/0! | #DIV/0! | #DIV/0! | #DIV/0! | #DIV/0! | #DIV/0! | #DIV/0! | #DIV/0! | #DIV/0! | #DIV/0! | #DIV/0! | #DIV/0! | #DIV/0! | #DIV/0! | #DIV/0! | #DIV/0! | #DIV/0! | #DIV/0! | #DIV/0! | #DIV/0! | #DIV/0! | #DIV/0! | #DIV/0!
0 | 0 | 0 | 0 | #DIV/0! | #DIV/0! | #DIV/0! | #DIV/0! | #DIV/0! | #DIV/0! | #DIV/0! | #DIV/0! | #DIV/0! | #DIV/0! | #DIV/0! | #DIV/0! | #DIV/0! | #DIV/0! | #DIV/0! | #DIV/0! | 0 | 0 | #DIV/0! | #DIV/0! | #DIV/0! | #DIV/0! | #DIV/0! | #DIV/0! | #DIV/0! | #DIV/0! | #DIV/0! | #DIV/0! | #DIV/0! | #DIV/0! | #DIV/0! | #DIV/0! | #DIV/0! | #DIV/0! | #DIV/0! | #DIV/0! | #DIV/0! | #DIV/0! | #DIV/0! | #DIV/0! | #DIV/0! | #DIV/0! | #DIV/0! | #DIV/0! | 4 | 2 | 1 | 0 | 0 | 0 | 0 | 0 | #N/A | #N/A | #N/A | #N/A | #N/A | #N/A | #N/A | #N/A | #N/A | #N/A | #N/A | #N/A | #N/A | #N/A | #N/A | #N/A | #DIV/0! | #DIV/0! | #DIV/0! | #DIV/0! | #DIV/0! | #DIV/0! | #DIV/0! | #DIV/0! | #DIV/0! | #DIV/0! | #DIV/0! | #DIV/0! | #DIV/0! | #DIV/0! | #DIV/0! | #DIV/0! | #DIV/0! | #DIV/0! | #DIV/0! | #DIV/0! | #DIV/0! | #DIV/0! | #DIV/0! | #DIV/0! | #DIV/0! | #DIV/0! | #DIV/0! | #DIV/0! | #DIV/0! | #DIV/0! | #DIV/0! | #DIV/0! | #DIV/0! | #DIV/0! | #DIV/0! | #DIV/0!
0 | 0 | 0 | 0 | #DIV/0! | #DIV/0! | #DIV/0! | #DIV/0! | #DIV/0! | #DIV/0! | #DIV/0! | #DIV/0! | #DIV/0! | #DIV/0! | #DIV/0! | #DIV/0! | #DIV/0! | #DIV/0! | #DIV/0! | #DIV/0! | 0 | 0 | #DIV/0! | #DIV/0! | #DIV/0! | #DIV/0! | #DIV/0! | #DIV/0! | #DIV/0! | #DIV/0! | #DIV/0! | #DIV/0! | #DIV/0! | #DIV/0! | #DIV/0! | #DIV/0! | #DIV/0! | #DIV/0! | #DIV/0! | #DIV/0! | #DIV/0! | #DIV/0! | #DIV/0! | #DIV/0! | #DIV/0! | #DIV/0! | #DIV/0! | #DIV/0! | 4 | 2 | 1 | 0 | 0 | 0 | 0 | 0 | #N/A | #N/A | #N/A | #N/A | #N/A | #N/A | #N/A | #N/A | #N/A | #N/A | #N/A | #N/A | #N/A | #N/A | #N/A | #N/A | #DIV/0! | #DIV/0! | #DIV/0! | #DIV/0! | #DIV/0! | #DIV/0! | #DIV/0! | #DIV/0! | #DIV/0! | #DIV/0! | #DIV/0! | #DIV/0! | #DIV/0! | #DIV/0! | #DIV/0! | #DIV/0! | #DIV/0! | #DIV/0! | #DIV/0! | #DIV/0! | #DIV/0! | #DIV/0! | #DIV/0! | #DIV/0! | #DIV/0! | #DIV/0! | #DIV/0! | #DIV/0! | #DIV/0! | #DIV/0! | #DIV/0! | #DIV/0! | #DIV/0! | #DIV/0! | #DIV/0! | #DIV/0!
0 | 0 | 0 | 0 | #DIV/0! | #DIV/0! | #DIV/0! | #DIV/0! | #DIV/0! | #DIV/0! | #DIV/0! | #DIV/0! | #DIV/0! | #DIV/0! | #DIV/0! | #DIV/0! | #DIV/0! | #DIV/0! | #DIV/0! | #DIV/0! | 0 | 0 | #DIV/0! | #DIV/0! | #DIV/0! | #DIV/0! | #DIV/0! | #DIV/0! | #DIV/0! | #DIV/0! | #DIV/0! | #DIV/0! | #DIV/0! | #DIV/0! | #DIV/0! | #DIV/0! | #DIV/0! | #DIV/0! | #DIV/0! | #DIV/0! | #DIV/0! | #DIV/0! | #DIV/0! | #DIV/0! | #DIV/0! | #DIV/0! | #DIV/0! | #DIV/0! | 4 | 2 | 1 | 0 | 0 | 0 | 0 | 0 | #N/A | #N/A | #N/A | #N/A | #N/A | #N/A | #N/A | #N/A | #N/A | #N/A | #N/A | #N/A | #N/A | #N/A | #N/A | #N/A | #DIV/0! | #DIV/0! | #DIV/0! | #DIV/0! | #DIV/0! | #DIV/0! | #DIV/0! | #DIV/0! | #DIV/0! | #DIV/0! | #DIV/0! | #DIV/0! | #DIV/0! | #DIV/0! | #DIV/0! | #DIV/0! | #DIV/0! | #DIV/0! | #DIV/0! | #DIV/0! | #DIV/0! | #DIV/0! | #DIV/0! | #DIV/0! | #DIV/0! | #DIV/0! | #DIV/0! | #DIV/0! | #DIV/0! | #DIV/0! | #DIV/0! | #DIV/0! | #DIV/0! | #DIV/0! | #DIV/0! | #DIV/0!
0 | 0 | 0 | 0 | #DIV/0! | #DIV/0! | #DIV/0! | #DIV/0! | #DIV/0! | #DIV/0! | #DIV/0! | #DIV/0! | #DIV/0! | #DIV/0! | #DIV/0! | #DIV/0! | #DIV/0! | #DIV/0! | #DIV/0! | #DIV/0! | 0 | 0 | #DIV/0! | #DIV/0! | #DIV/0! | #DIV/0! | #DIV/0! | #DIV/0! | #DIV/0! | #DIV/0! | #DIV/0! | #DIV/0! | #DIV/0! | #DIV/0! | #DIV/0! | #DIV/0! | #DIV/0! | #DIV/0! | #DIV/0! | #DIV/0! | #DIV/0! | #DIV/0! | #DIV/0! | #DIV/0! | #DIV/0! | #DIV/0! | #DIV/0! | #DIV/0! | 4 | 2 | 1 | 0 | 0 | 0 | 0 | 0 | #N/A | #N/A | #N/A | #N/A | #N/A | #N/A | #N/A | #N/A | #N/A | #N/A | #N/A | #N/A | #N/A | #N/A | #N/A | #N/A | #DIV/0! | #DIV/0! | #DIV/0! | #DIV/0! | #DIV/0! | #DIV/0! | #DIV/0! | #DIV/0! | #DIV/0! | #DIV/0! | #DIV/0! | #DIV/0! | #DIV/0! | #DIV/0! | #DIV/0! | #DIV/0! | #DIV/0! | #DIV/0! | #DIV/0! | #DIV/0! | #DIV/0! | #DIV/0! | #DIV/0! | #DIV/0! | #DIV/0! | #DIV/0! | #DIV/0! | #DIV/0! | #DIV/0! | #DIV/0! | #DIV/0! | #DIV/0! | #DIV/0! | #DIV/0! | #DIV/0! | #DIV/0!
0 | 0 | 0 | 0 | #DIV/0! | #DIV/0! | #DIV/0! | #DIV/0! | #DIV/0! | #DIV/0! | #DIV/0! | #DIV/0! | #DIV/0! | #DIV/0! | #DIV/0! | #DIV/0! | #DIV/0! | #DIV/0! | #DIV/0! | #DIV/0! | 0 | 0 | #DIV/0! | #DIV/0! | #DIV/0! | #DIV/0! | #DIV/0! | #DIV/0! | #DIV/0! | #DIV/0! | #DIV/0! | #DIV/0! | #DIV/0! | #DIV/0! | #DIV/0! | #DIV/0! | #DIV/0! | #DIV/0! | #DIV/0! | #DIV/0! | #DIV/0! | #DIV/0! | #DIV/0! | #DIV/0! | #DIV/0! | #DIV/0! | #DIV/0! | #DIV/0! | 4 | 2 | 1 | 0 | 0 | 0 | 0 | 0 | #N/A | #N/A | #N/A | #N/A | #N/A | #N/A | #N/A | #N/A | #N/A | #N/A | #N/A | #N/A | #N/A | #N/A | #N/A | #N/A | #DIV/0! | #DIV/0! | #DIV/0! | #DIV/0! | #DIV/0! | #DIV/0! | #DIV/0! | #DIV/0! | #DIV/0! | #DIV/0! | #DIV/0! | #DIV/0! | #DIV/0! | #DIV/0! | #DIV/0! | #DIV/0! | #DIV/0! | #DIV/0! | #DIV/0! | #DIV/0! | #DIV/0! | #DIV/0! | #DIV/0! | #DIV/0! | #DIV/0! | #DIV/0! | #DIV/0! | #DIV/0! | #DIV/0! | #DIV/0! | #DIV/0! | #DIV/0! | #DIV/0! | #DIV/0! | #DIV/0! | #DIV/0!
0 | 0 | 0 | 0 | #DIV/0! | #DIV/0! | #DIV/0! | #DIV/0! | #DIV/0! | #DIV/0! | #DIV/0! | #DIV/0! | #DIV/0! | #DIV/0! | #DIV/0! | #DIV/0! | #DIV/0! | #DIV/0! | #DIV/0! | #DIV/0! | 0 | 0 | #DIV/0! | #DIV/0! | #DIV/0! | #DIV/0! | #DIV/0! | #DIV/0! | #DIV/0! | #DIV/0! | #DIV/0! | #DIV/0! | #DIV/0! | #DIV/0! | #DIV/0! | #DIV/0! | #DIV/0! | #DIV/0! | #DIV/0! | #DIV/0! | #DIV/0! | #DIV/0! | #DIV/0! | #DIV/0! | #DIV/0! | #DIV/0! | #DIV/0! | #DIV/0! | 4 | 2 | 1 | 0 | 0 | 0 | 0 | 0 | #N/A | #N/A | #N/A | #N/A | #N/A | #N/A | #N/A | #N/A | #N/A | #N/A | #N/A | #N/A | #N/A | #N/A | #N/A | #N/A | #DIV/0! | #DIV/0! | #DIV/0! | #DIV/0! | #DIV/0! | #DIV/0! | #DIV/0! | #DIV/0! | #DIV/0! | #DIV/0! | #DIV/0! | #DIV/0! | #DIV/0! | #DIV/0! | #DIV/0! | #DIV/0! | #DIV/0! | #DIV/0! | #DIV/0! | #DIV/0! | #DIV/0! | #DIV/0! | #DIV/0! | #DIV/0! | #DIV/0! | #DIV/0! | #DIV/0! | #DIV/0! | #DIV/0! | #DIV/0! | #DIV/0! | #DIV/0! | #DIV/0! | #DIV/0! | #DIV/0! | #DIV/0!
0 | 0 | 0 | 0 | #DIV/0! | #DIV/0! | #DIV/0! | #DIV/0! | #DIV/0! | #DIV/0! | #DIV/0! | #DIV/0! | #DIV/0! | #DIV/0! | #DIV/0! | #DIV/0! | #DIV/0! | #DIV/0! | #DIV/0! | #DIV/0! | 0 | 0 | #DIV/0! | #DIV/0! | #DIV/0! | #DIV/0! | #DIV/0! | #DIV/0! | #DIV/0! | #DIV/0! | #DIV/0! | #DIV/0! | #DIV/0! | #DIV/0! | #DIV/0! | #DIV/0! | #DIV/0! | #DIV/0! | #DIV/0! | #DIV/0! | #DIV/0! | #DIV/0! | #DIV/0! | #DIV/0! | #DIV/0! | #DIV/0! | #DIV/0! | #DIV/0! | 4 | 2 | 1 | 0 | 0 | 0 | 0 | 0 | #N/A | #N/A | #N/A | #N/A | #N/A | #N/A | #N/A | #N/A | #N/A | #N/A | #N/A | #N/A | #N/A | #N/A | #N/A | #N/A | #DIV/0! | #DIV/0! | #DIV/0! | #DIV/0! | #DIV/0! | #DIV/0! | #DIV/0! | #DIV/0! | #DIV/0! | #DIV/0! | #DIV/0! | #DIV/0! | #DIV/0! | #DIV/0! | #DIV/0! | #DIV/0! | #DIV/0! | #DIV/0! | #DIV/0! | #DIV/0! | #DIV/0! | #DIV/0! | #DIV/0! | #DIV/0! | #DIV/0! | #DIV/0! | #DIV/0! | #DIV/0! | #DIV/0! | #DIV/0! | #DIV/0! | #DIV/0! | #DIV/0! | #DIV/0! | #DIV/0! | #DIV/0!
0 | 0 | 0 | 0 | #DIV/0! | #DIV/0! | #DIV/0! | #DIV/0! | #DIV/0! | #DIV/0! | #DIV/0! | #DIV/0! | #DIV/0! | #DIV/0! | #DIV/0! | #DIV/0! | #DIV/0! | #DIV/0! | #DIV/0! | #DIV/0! | 0 | 0 | #DIV/0! | #DIV/0! | #DIV/0! | #DIV/0! | #DIV/0! | #DIV/0! | #DIV/0! | #DIV/0! | #DIV/0! | #DIV/0! | #DIV/0! | #DIV/0! | #DIV/0! | #DIV/0! | #DIV/0! | #DIV/0! | #DIV/0! | #DIV/0! | #DIV/0! | #DIV/0! | #DIV/0! | #DIV/0! | #DIV/0! | #DIV/0! | #DIV/0! | #DIV/0! | 4 | 2 | 1 | 0 | 0 | 0 | 0 | 0 | #N/A | #N/A | #N/A | #N/A | #N/A | #N/A | #N/A | #N/A | #N/A | #N/A | #N/A | #N/A | #N/A | #N/A | #N/A | #N/A | #DIV/0! | #DIV/0! | #DIV/0! | #DIV/0! | #DIV/0! | #DIV/0! | #DIV/0! | #DIV/0! | #DIV/0! | #DIV/0! | #DIV/0! | #DIV/0! | #DIV/0! | #DIV/0! | #DIV/0! | #DIV/0! | #DIV/0! | #DIV/0! | #DIV/0! | #DIV/0! | #DIV/0! | #DIV/0! | #DIV/0! | #DIV/0! | #DIV/0! | #DIV/0! | #DIV/0! | #DIV/0! | #DIV/0! | #DIV/0! | #DIV/0! | #DIV/0! | #DIV/0! | #DIV/0! | #DIV/0! | #DIV/0!
0 | 0 | 0 | 0 | #DIV/0! | #DIV/0! | #DIV/0! | #DIV/0! | #DIV/0! | #DIV/0! | #DIV/0! | #DIV/0! | #DIV/0! | #DIV/0! | #DIV/0! | #DIV/0! | #DIV/0! | #DIV/0! | #DIV/0! | #DIV/0! | 0 | 0 | #DIV/0! | #DIV/0! | #DIV/0! | #DIV/0! | #DIV/0! | #DIV/0! | #DIV/0! | #DIV/0! | #DIV/0! | #DIV/0! | #DIV/0! | #DIV/0! | #DIV/0! | #DIV/0! | #DIV/0! | #DIV/0! | #DIV/0! | #DIV/0! | #DIV/0! | #DIV/0! | #DIV/0! | #DIV/0! | #DIV/0! | #DIV/0! | #DIV/0! | #DIV/0! | 4 | 2 | 1 | 0 | 0 | 0 | 0 | 0 | #N/A | #N/A | #N/A | #N/A | #N/A | #N/A | #N/A | #N/A | #N/A | #N/A | #N/A | #N/A | #N/A | #N/A | #N/A | #N/A | #DIV/0! | #DIV/0! | #DIV/0! | #DIV/0! | #DIV/0! | #DIV/0! | #DIV/0! | #DIV/0! | #DIV/0! | #DIV/0! | #DIV/0! | #DIV/0! | #DIV/0! | #DIV/0! | #DIV/0! | #DIV/0! | #DIV/0! | #DIV/0! | #DIV/0! | #DIV/0! | #DIV/0! | #DIV/0! | #DIV/0! | #DIV/0! | #DIV/0! | #DIV/0! | #DIV/0! | #DIV/0! | #DIV/0! | #DIV/0! | #DIV/0! | #DIV/0! | #DIV/0! | #DIV/0! | #DIV/0! | #DIV/0!
0 | 0 | 0 | 0 | #DIV/0! | #DIV/0! | #DIV/0! | #DIV/0! | #DIV/0! | #DIV/0! | #DIV/0! | #DIV/0! | #DIV/0! | #DIV/0! | #DIV/0! | #DIV/0! | #DIV/0! | #DIV/0! | #DIV/0! | #DIV/0! | 0 | 0 | #DIV/0! | #DIV/0! | #DIV/0! | #DIV/0! | #DIV/0! | #DIV/0! | #DIV/0! | #DIV/0! | #DIV/0! | #DIV/0! | #DIV/0! | #DIV/0! | #DIV/0! | #DIV/0! | #DIV/0! | #DIV/0! | #DIV/0! | #DIV/0! | #DIV/0! | #DIV/0! | #DIV/0! | #DIV/0! | #DIV/0! | #DIV/0! | #DIV/0! | #DIV/0! | 4 | 2 | 1 | 0 | 0 | 0 | 0 | 0 | #N/A | #N/A | #N/A | #N/A | #N/A | #N/A | #N/A | #N/A | #N/A | #N/A | #N/A | #N/A | #N/A | #N/A | #N/A | #N/A | #DIV/0! | #DIV/0! | #DIV/0! | #DIV/0! | #DIV/0! | #DIV/0! | #DIV/0! | #DIV/0! | #DIV/0! | #DIV/0! | #DIV/0! | #DIV/0! | #DIV/0! | #DIV/0! | #DIV/0! | #DIV/0! | #DIV/0! | #DIV/0! | #DIV/0! | #DIV/0! | #DIV/0! | #DIV/0! | #DIV/0! | #DIV/0! | #DIV/0! | #DIV/0! | #DIV/0! | #DIV/0! | #DIV/0! | #DIV/0! | #DIV/0! | #DIV/0! | #DIV/0! | #DIV/0! | #DIV/0! | #DIV/0!
0 | 0 | 0 | 0 | #DIV/0! | #DIV/0! | #DIV/0! | #DIV/0! | #DIV/0! | #DIV/0! | #DIV/0! | #DIV/0! | #DIV/0! | #DIV/0! | #DIV/0! | #DIV/0! | #DIV/0! | #DIV/0! | #DIV/0! | #DIV/0! | 0 | 0 | #DIV/0! | #DIV/0! | #DIV/0! | #DIV/0! | #DIV/0! | #DIV/0! | #DIV/0! | #DIV/0! | #DIV/0! | #DIV/0! | #DIV/0! | #DIV/0! | #DIV/0! | #DIV/0! | #DIV/0! | #DIV/0! | #DIV/0! | #DIV/0! | #DIV/0! | #DIV/0! | #DIV/0! | #DIV/0! | #DIV/0! | #DIV/0! | #DIV/0! | #DIV/0! | 4 | 2 | 1 | 0 | 0 | 0 | 0 | 0 | #N/A | #N/A | #N/A | #N/A | #N/A | #N/A | #N/A | #N/A | #N/A | #N/A | #N/A | #N/A | #N/A | #N/A | #N/A | #N/A | #DIV/0! | #DIV/0! | #DIV/0! | #DIV/0! | #DIV/0! | #DIV/0! | #DIV/0! | #DIV/0! | #DIV/0! | #DIV/0! | #DIV/0! | #DIV/0! | #DIV/0! | #DIV/0! | #DIV/0! | #DIV/0! | #DIV/0! | #DIV/0! | #DIV/0! | #DIV/0! | #DIV/0! | #DIV/0! | #DIV/0! | #DIV/0! | #DIV/0! | #DIV/0! | #DIV/0! | #DIV/0! | #DIV/0! | #DIV/0! | #DIV/0! | #DIV/0! | #DIV/0! | #DIV/0! | #DIV/0! | #DIV/0!
0 | 0 | 0 | 0 | #DIV/0! | #DIV/0! | #DIV/0! | #DIV/0! | #DIV/0! | #DIV/0! | #DIV/0! | #DIV/0! | #DIV/0! | #DIV/0! | #DIV/0! | #DIV/0! | #DIV/0! | #DIV/0! | #DIV/0! | #DIV/0! | 0 | 0 | #DIV/0! | #DIV/0! | #DIV/0! | #DIV/0! | #DIV/0! | #DIV/0! | #DIV/0! | #DIV/0! | #DIV/0! | #DIV/0! | #DIV/0! | #DIV/0! | #DIV/0! | #DIV/0! | #DIV/0! | #DIV/0! | #DIV/0! | #DIV/0! | #DIV/0! | #DIV/0! | #DIV/0! | #DIV/0! | #DIV/0! | #DIV/0! | #DIV/0! | #DIV/0! | 4 | 2 | 1 | 0 | 0 | 0 | 0 | 0 | #N/A | #N/A | #N/A | #N/A | #N/A | #N/A | #N/A | #N/A | #N/A | #N/A | #N/A | #N/A | #N/A | #N/A | #N/A | #N/A | #DIV/0! | #DIV/0! | #DIV/0! | #DIV/0! | #DIV/0! | #DIV/0! | #DIV/0! | #DIV/0! | #DIV/0! | #DIV/0! | #DIV/0! | #DIV/0! | #DIV/0! | #DIV/0! | #DIV/0! | #DIV/0! | #DIV/0! | #DIV/0! | #DIV/0! | #DIV/0! | #DIV/0! | #DIV/0! | #DIV/0! | #DIV/0! | #DIV/0! | #DIV/0! | #DIV/0! | #DIV/0! | #DIV/0! | #DIV/0! | #DIV/0! | #DIV/0! | #DIV/0! | #DIV/0! | #DIV/0! | #DIV/0!
0 | 0 | 0 | 0 | #DIV/0! | #DIV/0! | #DIV/0! | #DIV/0! | #DIV/0! | #DIV/0! | #DIV/0! | #DIV/0! | #DIV/0! | #DIV/0! | #DIV/0! | #DIV/0! | #DIV/0! | #DIV/0! | #DIV/0! | #DIV/0! | 0 | 0 | #DIV/0! | #DIV/0! | #DIV/0! | #DIV/0! | #DIV/0! | #DIV/0! | #DIV/0! | #DIV/0! | #DIV/0! | #DIV/0! | #DIV/0! | #DIV/0! | #DIV/0! | #DIV/0! | #DIV/0! | #DIV/0! | #DIV/0! | #DIV/0! | #DIV/0! | #DIV/0! | #DIV/0! | #DIV/0! | #DIV/0! | #DIV/0! | #DIV/0! | #DIV/0! | 4 | 2 | 1 | 0 | 0 | 0 | 0 | 0 | #N/A | #N/A | #N/A | #N/A | #N/A | #N/A | #N/A | #N/A | #N/A | #N/A | #N/A | #N/A | #N/A | #N/A | #N/A | #N/A | #DIV/0! | #DIV/0! | #DIV/0! | #DIV/0! | #DIV/0! | #DIV/0! | #DIV/0! | #DIV/0! | #DIV/0! | #DIV/0! | #DIV/0! | #DIV/0! | #DIV/0! | #DIV/0! | #DIV/0! | #DIV/0! | #DIV/0! | #DIV/0! | #DIV/0! | #DIV/0! | #DIV/0! | #DIV/0! | #DIV/0! | #DIV/0! | #DIV/0! | #DIV/0! | #DIV/0! | #DIV/0! | #DIV/0! | #DIV/0! | #DIV/0! | #DIV/0! | #DIV/0! | #DIV/0! | #DIV/0! | #DIV/0!
0 | 0 | 0 | 0 | #DIV/0! | #DIV/0! | #DIV/0! | #DIV/0! | #DIV/0! | #DIV/0! | #DIV/0! | #DIV/0! | #DIV/0! | #DIV/0! | #DIV/0! | #DIV/0! | #DIV/0! | #DIV/0! | #DIV/0! | #DIV/0! | 0 | 0 | #DIV/0! | #DIV/0! | #DIV/0! | #DIV/0! | #DIV/0! | #DIV/0! | #DIV/0! | #DIV/0! | #DIV/0! | #DIV/0! | #DIV/0! | #DIV/0! | #DIV/0! | #DIV/0! | #DIV/0! | #DIV/0! | #DIV/0! | #DIV/0! | #DIV/0! | #DIV/0! | #DIV/0! | #DIV/0! | #DIV/0! | #DIV/0! | #DIV/0! | #DIV/0! | 4 | 2 | 1 | 0 | 0 | 0 | 0 | 0 | #N/A | #N/A | #N/A | #N/A | #N/A | #N/A | #N/A | #N/A | #N/A | #N/A | #N/A | #N/A | #N/A | #N/A | #N/A | #N/A | #DIV/0! | #DIV/0! | #DIV/0! | #DIV/0! | #DIV/0! | #DIV/0! | #DIV/0! | #DIV/0! | #DIV/0! | #DIV/0! | #DIV/0! | #DIV/0! | #DIV/0! | #DIV/0! | #DIV/0! | #DIV/0! | #DIV/0! | #DIV/0! | #DIV/0! | #DIV/0! | #DIV/0! | #DIV/0! | #DIV/0! | #DIV/0! | #DIV/0! | #DIV/0! | #DIV/0! | #DIV/0! | #DIV/0! | #DIV/0! | #DIV/0! | #DIV/0! | #DIV/0! | #DIV/0! | #DIV/0! | #DIV/0!
0 | 0 | 0 | 0 | #DIV/0! | #DIV/0! | #DIV/0! | #DIV/0! | #DIV/0! | #DIV/0! | #DIV/0! | #DIV/0! | #DIV/0! | #DIV/0! | #DIV/0! | #DIV/0! | #DIV/0! | #DIV/0! | #DIV/0! | #DIV/0! | 0 | 0 | #DIV/0! | #DIV/0! | #DIV/0! | #DIV/0! | #DIV/0! | #DIV/0! | #DIV/0! | #DIV/0! | #DIV/0! | #DIV/0! | #DIV/0! | #DIV/0! | #DIV/0! | #DIV/0! | #DIV/0! | #DIV/0! | #DIV/0! | #DIV/0! | #DIV/0! | #DIV/0! | #DIV/0! | #DIV/0! | #DIV/0! | #DIV/0! | #DIV/0! | #DIV/0! | 4 | 2 | 1 | 0 | 0 | 0 | 0 | 0 | #N/A | #N/A | #N/A | #N/A | #N/A | #N/A | #N/A | #N/A | #N/A | #N/A | #N/A | #N/A | #N/A | #N/A | #N/A | #N/A | #DIV/0! | #DIV/0! | #DIV/0! | #DIV/0! | #DIV/0! | #DIV/0! | #DIV/0! | #DIV/0! | #DIV/0! | #DIV/0! | #DIV/0! | #DIV/0! | #DIV/0! | #DIV/0! | #DIV/0! | #DIV/0! | #DIV/0! | #DIV/0! | #DIV/0! | #DIV/0! | #DIV/0! | #DIV/0! | #DIV/0! | #DIV/0! | #DIV/0! | #DIV/0! | #DIV/0! | #DIV/0! | #DIV/0! | #DIV/0! | #DIV/0! | #DIV/0! | #DIV/0! | #DIV/0! | #DIV/0! | #DIV/0!
0 | 0 | 0 | 0 | #DIV/0! | #DIV/0! | #DIV/0! | #DIV/0! | #DIV/0! | #DIV/0! | #DIV/0! | #DIV/0! | #DIV/0! | #DIV/0! | #DIV/0! | #DIV/0! | #DIV/0! | #DIV/0! | #DIV/0! | #DIV/0! | 0 | 0 | #DIV/0! | #DIV/0! | #DIV/0! | #DIV/0! | #DIV/0! | #DIV/0! | #DIV/0! | #DIV/0! | #DIV/0! | #DIV/0! | #DIV/0! | #DIV/0! | #DIV/0! | #DIV/0! | #DIV/0! | #DIV/0! | #DIV/0! | #DIV/0! | #DIV/0! | #DIV/0! | #DIV/0! | #DIV/0! | #DIV/0! | #DIV/0! | #DIV/0! | #DIV/0! | 4 | 2 | 1 | 0 | 0 | 0 | 0 | 0 | #N/A | #N/A | #N/A | #N/A | #N/A | #N/A | #N/A | #N/A | #N/A | #N/A | #N/A | #N/A | #N/A | #N/A | #N/A | #N/A | #DIV/0! | #DIV/0! | #DIV/0! | #DIV/0! | #DIV/0! | #DIV/0! | #DIV/0! | #DIV/0! | #DIV/0! | #DIV/0! | #DIV/0! | #DIV/0! | #DIV/0! | #DIV/0! | #DIV/0! | #DIV/0! | #DIV/0! | #DIV/0! | #DIV/0! | #DIV/0! | #DIV/0! | #DIV/0! | #DIV/0! | #DIV/0! | #DIV/0! | #DIV/0! | #DIV/0! | #DIV/0! | #DIV/0! | #DIV/0! | #DIV/0! | #DIV/0! | #DIV/0! | #DIV/0! | #DIV/0! | #DIV/0!
0 | 0 | 0 | 0 | #DIV/0! | #DIV/0! | #DIV/0! | #DIV/0! | #DIV/0! | #DIV/0! | #DIV/0! | #DIV/0! | #DIV/0! | #DIV/0! | #DIV/0! | #DIV/0! | #DIV/0! | #DIV/0! | #DIV/0! | #DIV/0! | 0 | 0 | #DIV/0! | #DIV/0! | #DIV/0! | #DIV/0! | #DIV/0! | #DIV/0! | #DIV/0! | #DIV/0! | #DIV/0! | #DIV/0! | #DIV/0! | #DIV/0! | #DIV/0! | #DIV/0! | #DIV/0! | #DIV/0! | #DIV/0! | #DIV/0! | #DIV/0! | #DIV/0! | #DIV/0! | #DIV/0! | #DIV/0! | #DIV/0! | #DIV/0! | #DIV/0! | 4 | 2 | 1 | 0 | 0 | 0 | 0 | 0 | #N/A | #N/A | #N/A | #N/A | #N/A | #N/A | #N/A | #N/A | #N/A | #N/A | #N/A | #N/A | #N/A | #N/A | #N/A | #N/A | #DIV/0! | #DIV/0! | #DIV/0! | #DIV/0! | #DIV/0! | #DIV/0! | #DIV/0! | #DIV/0! | #DIV/0! | #DIV/0! | #DIV/0! | #DIV/0! | #DIV/0! | #DIV/0! | #DIV/0! | #DIV/0! | #DIV/0! | #DIV/0! | #DIV/0! | #DIV/0! | #DIV/0! | #DIV/0! | #DIV/0! | #DIV/0! | #DIV/0! | #DIV/0! | #DIV/0! | #DIV/0! | #DIV/0! | #DIV/0! | #DIV/0! | #DIV/0! | #DIV/0! | #DIV/0! | #DIV/0! | #DIV/0!
0 | 0 | 0 | 0 | #DIV/0! | #DIV/0! | #DIV/0! | #DIV/0! | #DIV/0! | #DIV/0! | #DIV/0! | #DIV/0! | #DIV/0! | #DIV/0! | #DIV/0! | #DIV/0! | #DIV/0! | #DIV/0! | #DIV/0! | #DIV/0! | 0 | 0 | #DIV/0! | #DIV/0! | #DIV/0! | #DIV/0! | #DIV/0! | #DIV/0! | #DIV/0! | #DIV/0! | #DIV/0! | #DIV/0! | #DIV/0! | #DIV/0! | #DIV/0! | #DIV/0! | #DIV/0! | #DIV/0! | #DIV/0! | #DIV/0! | #DIV/0! | #DIV/0! | #DIV/0! | #DIV/0! | #DIV/0! | #DIV/0! | #DIV/0! | #DIV/0! | 4 | 2 | 1 | 0 | 0 | 0 | 0 | 0 | #N/A | #N/A | #N/A | #N/A | #N/A | #N/A | #N/A | #N/A | #N/A | #N/A | #N/A | #N/A | #N/A | #N/A | #N/A | #N/A | #DIV/0! | #DIV/0! | #DIV/0! | #DIV/0! | #DIV/0! | #DIV/0! | #DIV/0! | #DIV/0! | #DIV/0! | #DIV/0! | #DIV/0! | #DIV/0! | #DIV/0! | #DIV/0! | #DIV/0! | #DIV/0! | #DIV/0! | #DIV/0! | #DIV/0! | #DIV/0! | #DIV/0! | #DIV/0! | #DIV/0! | #DIV/0! | #DIV/0! | #DIV/0! | #DIV/0! | #DIV/0! | #DIV/0! | #DIV/0! | #DIV/0! | #DIV/0! | #DIV/0! | #DIV/0! | #DIV/0! | #DIV/0!
0 | 0 | 0 | 0 | #DIV/0! | #DIV/0! | #DIV/0! | #DIV/0! | #DIV/0! | #DIV/0! | #DIV/0! | #DIV/0! | #DIV/0! | #DIV/0! | #DIV/0! | #DIV/0! | #DIV/0! | #DIV/0! | #DIV/0! | #DIV/0! | 0 | 0 | #DIV/0! | #DIV/0! | #DIV/0! | #DIV/0! | #DIV/0! | #DIV/0! | #DIV/0! | #DIV/0! | #DIV/0! | #DIV/0! | #DIV/0! | #DIV/0! | #DIV/0! | #DIV/0! | #DIV/0! | #DIV/0! | #DIV/0! | #DIV/0! | #DIV/0! | #DIV/0! | #DIV/0! | #DIV/0! | #DIV/0! | #DIV/0! | #DIV/0! | #DIV/0! | 4 | 2 | 1 | 0 | 0 | 0 | 0 | 0 | #N/A | #N/A | #N/A | #N/A | #N/A | #N/A | #N/A | #N/A | #N/A | #N/A | #N/A | #N/A | #N/A | #N/A | #N/A | #N/A | #DIV/0! | #DIV/0! | #DIV/0! | #DIV/0! | #DIV/0! | #DIV/0! | #DIV/0! | #DIV/0! | #DIV/0! | #DIV/0! | #DIV/0! | #DIV/0! | #DIV/0! | #DIV/0! | #DIV/0! | #DIV/0! | #DIV/0! | #DIV/0! | #DIV/0! | #DIV/0! | #DIV/0! | #DIV/0! | #DIV/0! | #DIV/0! | #DIV/0! | #DIV/0! | #DIV/0! | #DIV/0! | #DIV/0! | #DIV/0! | #DIV/0! | #DIV/0! | #DIV/0! | #DIV/0! | #DIV/0! | #DIV/0!
0 | 0 | 0 | 0 | #DIV/0! | #DIV/0! | #DIV/0! | #DIV/0! | #DIV/0! | #DIV/0! | #DIV/0! | #DIV/0! | #DIV/0! | #DIV/0! | #DIV/0! | #DIV/0! | #DIV/0! | #DIV/0! | #DIV/0! | #DIV/0! | 0 | 0 | #DIV/0! | #DIV/0! | #DIV/0! | #DIV/0! | #DIV/0! | #DIV/0! | #DIV/0! | #DIV/0! | #DIV/0! | #DIV/0! | #DIV/0! | #DIV/0! | #DIV/0! | #DIV/0! | #DIV/0! | #DIV/0! | #DIV/0! | #DIV/0! | #DIV/0! | #DIV/0! | #DIV/0! | #DIV/0! | #DIV/0! | #DIV/0! | #DIV/0! | #DIV/0! | 4 | 2 | 1 | 0 | 0 | 0 | 0 | 0 | #N/A | #N/A | #N/A | #N/A | #N/A | #N/A | #N/A | #N/A | #N/A | #N/A | #N/A | #N/A | #N/A | #N/A | #N/A | #N/A | #DIV/0! | #DIV/0! | #DIV/0! | #DIV/0! | #DIV/0! | #DIV/0! | #DIV/0! | #DIV/0! | #DIV/0! | #DIV/0! | #DIV/0! | #DIV/0! | #DIV/0! | #DIV/0! | #DIV/0! | #DIV/0! | #DIV/0! | #DIV/0! | #DIV/0! | #DIV/0! | #DIV/0! | #DIV/0! | #DIV/0! | #DIV/0! | #DIV/0! | #DIV/0! | #DIV/0! | #DIV/0! | #DIV/0! | #DIV/0! | #DIV/0! | #DIV/0! | #DIV/0! | #DIV/0! | #DIV/0! | #DIV/0!
0 | 0 | 0 | 0 | #DIV/0! | #DIV/0! | #DIV/0! | #DIV/0! | #DIV/0! | #DIV/0! | #DIV/0! | #DIV/0! | #DIV/0! | #DIV/0! | #DIV/0! | #DIV/0! | #DIV/0! | #DIV/0! | #DIV/0! | #DIV/0! | 0 | 0 | #DIV/0! | #DIV/0! | #DIV/0! | #DIV/0! | #DIV/0! | #DIV/0! | #DIV/0! | #DIV/0! | #DIV/0! | #DIV/0! | #DIV/0! | #DIV/0! | #DIV/0! | #DIV/0! | #DIV/0! | #DIV/0! | #DIV/0! | #DIV/0! | #DIV/0! | #DIV/0! | #DIV/0! | #DIV/0! | #DIV/0! | #DIV/0! | #DIV/0! | #DIV/0! | 4 | 2 | 1 | 0 | 0 | 0 | 0 | 0 | #N/A | #N/A | #N/A | #N/A | #N/A | #N/A | #N/A | #N/A | #N/A | #N/A | #N/A | #N/A | #N/A | #N/A | #N/A | #N/A | #DIV/0! | #DIV/0! | #DIV/0! | #DIV/0! | #DIV/0! | #DIV/0! | #DIV/0! | #DIV/0! | #DIV/0! | #DIV/0! | #DIV/0! | #DIV/0! | #DIV/0! | #DIV/0! | #DIV/0! | #DIV/0! | #DIV/0! | #DIV/0! | #DIV/0! | #DIV/0! | #DIV/0! | #DIV/0! | #DIV/0! | #DIV/0! | #DIV/0! | #DIV/0! | #DIV/0! | #DIV/0! | #DIV/0! | #DIV/0! | #DIV/0! | #DIV/0! | #DIV/0! | #DIV/0! | #DIV/0! | #DIV/0!
0 | 0 | 0 | 0 | #DIV/0! | #DIV/0! | #DIV/0! | #DIV/0! | #DIV/0! | #DIV/0! | #DIV/0! | #DIV/0! | #DIV/0! | #DIV/0! | #DIV/0! | #DIV/0! | #DIV/0! | #DIV/0! | #DIV/0! | #DIV/0! | 0 | 0 | #DIV/0! | #DIV/0! | #DIV/0! | #DIV/0! | #DIV/0! | #DIV/0! | #DIV/0! | #DIV/0! | #DIV/0! | #DIV/0! | #DIV/0! | #DIV/0! | #DIV/0! | #DIV/0! | #DIV/0! | #DIV/0! | #DIV/0! | #DIV/0! | #DIV/0! | #DIV/0! | #DIV/0! | #DIV/0! | #DIV/0! | #DIV/0! | #DIV/0! | #DIV/0! | 4 | 2 | 1 | 0 | 0 | 0 | 0 | 0 | #N/A | #N/A | #N/A | #N/A | #N/A | #N/A | #N/A | #N/A | #N/A | #N/A | #N/A | #N/A | #N/A | #N/A | #N/A | #N/A | #DIV/0! | #DIV/0! | #DIV/0! | #DIV/0! | #DIV/0! | #DIV/0! | #DIV/0! | #DIV/0! | #DIV/0! | #DIV/0! | #DIV/0! | #DIV/0! | #DIV/0! | #DIV/0! | #DIV/0! | #DIV/0! | #DIV/0! | #DIV/0! | #DIV/0! | #DIV/0! | #DIV/0! | #DIV/0! | #DIV/0! | #DIV/0! | #DIV/0! | #DIV/0! | #DIV/0! | #DIV/0! | #DIV/0! | #DIV/0! | #DIV/0! | #DIV/0! | #DIV/0! | #DIV/0! | #DIV/0! | #DIV/0!
0 | 0 | 0 | 0 | #DIV/0! | #DIV/0! | #DIV/0! | #DIV/0! | #DIV/0! | #DIV/0! | #DIV/0! | #DIV/0! | #DIV/0! | #DIV/0! | #DIV/0! | #DIV/0! | #DIV/0! | #DIV/0! | #DIV/0! | #DIV/0! | 0 | 0 | #DIV/0! | #DIV/0! | #DIV/0! | #DIV/0! | #DIV/0! | #DIV/0! | #DIV/0! | #DIV/0! | #DIV/0! | #DIV/0! | #DIV/0! | #DIV/0! | #DIV/0! | #DIV/0! | #DIV/0! | #DIV/0! | #DIV/0! | #DIV/0! | #DIV/0! | #DIV/0! | #DIV/0! | #DIV/0! | #DIV/0! | #DIV/0! | #DIV/0! | #DIV/0! | 4 | 2 | 1 | 0 | 0 | 0 | 0 | 0 | #N/A | #N/A | #N/A | #N/A | #N/A | #N/A | #N/A | #N/A | #N/A | #N/A | #N/A | #N/A | #N/A | #N/A | #N/A | #N/A | #DIV/0! | #DIV/0! | #DIV/0! | #DIV/0! | #DIV/0! | #DIV/0! | #DIV/0! | #DIV/0! | #DIV/0! | #DIV/0! | #DIV/0! | #DIV/0! | #DIV/0! | #DIV/0! | #DIV/0! | #DIV/0! | #DIV/0! | #DIV/0! | #DIV/0! | #DIV/0! | #DIV/0! | #DIV/0! | #DIV/0! | #DIV/0! | #DIV/0! | #DIV/0! | #DIV/0! | #DIV/0! | #DIV/0! | #DIV/0! | #DIV/0! | #DIV/0! | #DIV/0! | #DIV/0! | #DIV/0! | #DIV/0!
0 | 0 | 0 | 0 | #DIV/0! | #DIV/0! | #DIV/0! | #DIV/0! | #DIV/0! | #DIV/0! | #DIV/0! | #DIV/0! | #DIV/0! | #DIV/0! | #DIV/0! | #DIV/0! | #DIV/0! | #DIV/0! | #DIV/0! | #DIV/0! | 0 | 0 | #DIV/0! | #DIV/0! | #DIV/0! | #DIV/0! | #DIV/0! | #DIV/0! | #DIV/0! | #DIV/0! | #DIV/0! | #DIV/0! | #DIV/0! | #DIV/0! | #DIV/0! | #DIV/0! | #DIV/0! | #DIV/0! | #DIV/0! | #DIV/0! | #DIV/0! | #DIV/0! | #DIV/0! | #DIV/0! | #DIV/0! | #DIV/0! | #DIV/0! | #DIV/0! | 4 | 2 | 1 | 0 | 0 | 0 | 0 | 0 | #N/A | #N/A | #N/A | #N/A | #N/A | #N/A | #N/A | #N/A | #N/A | #N/A | #N/A | #N/A | #N/A | #N/A | #N/A | #N/A | #DIV/0! | #DIV/0! | #DIV/0! | #DIV/0! | #DIV/0! | #DIV/0! | #DIV/0! | #DIV/0! | #DIV/0! | #DIV/0! | #DIV/0! | #DIV/0! | #DIV/0! | #DIV/0! | #DIV/0! | #DIV/0! | #DIV/0! | #DIV/0! | #DIV/0! | #DIV/0! | #DIV/0! | #DIV/0! | #DIV/0! | #DIV/0! | #DIV/0! | #DIV/0! | #DIV/0! | #DIV/0! | #DIV/0! | #DIV/0! | #DIV/0! | #DIV/0! | #DIV/0! | #DIV/0! | #DIV/0! | #DIV/0!
0 | 0 | 0 | 0 | #DIV/0! | #DIV/0! | #DIV/0! | #DIV/0! | #DIV/0! | #DIV/0! | #DIV/0! | #DIV/0! | #DIV/0! | #DIV/0! | #DIV/0! | #DIV/0! | #DIV/0! | #DIV/0! | #DIV/0! | #DIV/0! | 0 | 0 | #DIV/0! | #DIV/0! | #DIV/0! | #DIV/0! | #DIV/0! | #DIV/0! | #DIV/0! | #DIV/0! | #DIV/0! | #DIV/0! | #DIV/0! | #DIV/0! | #DIV/0! | #DIV/0! | #DIV/0! | #DIV/0! | #DIV/0! | #DIV/0! | #DIV/0! | #DIV/0! | #DIV/0! | #DIV/0! | #DIV/0! | #DIV/0! | #DIV/0! | #DIV/0! | 4 | 2 | 1 | 0 | 0 | 0 | 0 | 0 | #N/A | #N/A | #N/A | #N/A | #N/A | #N/A | #N/A | #N/A | #N/A | #N/A | #N/A | #N/A | #N/A | #N/A | #N/A | #N/A | #DIV/0! | #DIV/0! | #DIV/0! | #DIV/0! | #DIV/0! | #DIV/0! | #DIV/0! | #DIV/0! | #DIV/0! | #DIV/0! | #DIV/0! | #DIV/0! | #DIV/0! | #DIV/0! | #DIV/0! | #DIV/0! | #DIV/0! | #DIV/0! | #DIV/0! | #DIV/0! | #DIV/0! | #DIV/0! | #DIV/0! | #DIV/0! | #DIV/0! | #DIV/0! | #DIV/0! | #DIV/0! | #DIV/0! | #DIV/0! | #DIV/0! | #DIV/0! | #DIV/0! | #DIV/0! | #DIV/0! | #DIV/0!
0 | 0 | 0 | 0 | #DIV/0! | #DIV/0! | #DIV/0! | #DIV/0! | #DIV/0! | #DIV/0! | #DIV/0! | #DIV/0! | #DIV/0! | #DIV/0! | #DIV/0! | #DIV/0! | #DIV/0! | #DIV/0! | #DIV/0! | #DIV/0! | 0 | 0 | #DIV/0! | #DIV/0! | #DIV/0! | #DIV/0! | #DIV/0! | #DIV/0! | #DIV/0! | #DIV/0! | #DIV/0! | #DIV/0! | #DIV/0! | #DIV/0! | #DIV/0! | #DIV/0! | #DIV/0! | #DIV/0! | #DIV/0! | #DIV/0! | #DIV/0! | #DIV/0! | #DIV/0! | #DIV/0! | #DIV/0! | #DIV/0! | #DIV/0! | #DIV/0! | 4 | 2 | 1 | 0 | 0 | 0 | 0 | 0 | #N/A | #N/A | #N/A | #N/A | #N/A | #N/A | #N/A | #N/A | #N/A | #N/A | #N/A | #N/A | #N/A | #N/A | #N/A | #N/A | #DIV/0! | #DIV/0! | #DIV/0! | #DIV/0! | #DIV/0! | #DIV/0! | #DIV/0! | #DIV/0! | #DIV/0! | #DIV/0! | #DIV/0! | #DIV/0! | #DIV/0! | #DIV/0! | #DIV/0! | #DIV/0! | #DIV/0! | #DIV/0! | #DIV/0! | #DIV/0! | #DIV/0! | #DIV/0! | #DIV/0! | #DIV/0! | #DIV/0! | #DIV/0! | #DIV/0! | #DIV/0! | #DIV/0! | #DIV/0! | #DIV/0! | #DIV/0! | #DIV/0! | #DIV/0! | #DIV/0! | #DIV/0!
0 | 0 | 0 | 0 | #DIV/0! | #DIV/0! | #DIV/0! | #DIV/0! | #DIV/0! | #DIV/0! | #DIV/0! | #DIV/0! | #DIV/0! | #DIV/0! | #DIV/0! | #DIV/0! | #DIV/0! | #DIV/0! | #DIV/0! | #DIV/0! | 0 | 0 | #DIV/0! | #DIV/0! | #DIV/0! | #DIV/0! | #DIV/0! | #DIV/0! | #DIV/0! | #DIV/0! | #DIV/0! | #DIV/0! | #DIV/0! | #DIV/0! | #DIV/0! | #DIV/0! | #DIV/0! | #DIV/0! | #DIV/0! | #DIV/0! | #DIV/0! | #DIV/0! | #DIV/0! | #DIV/0! | #DIV/0! | #DIV/0! | #DIV/0! | #DIV/0! | 4 | 2 | 1 | 0 | 0 | 0 | 0 | 0 | #N/A | #N/A | #N/A | #N/A | #N/A | #N/A | #N/A | #N/A | #N/A | #N/A | #N/A | #N/A | #N/A | #N/A | #N/A | #N/A | #DIV/0! | #DIV/0! | #DIV/0! | #DIV/0! | #DIV/0! | #DIV/0! | #DIV/0! | #DIV/0! | #DIV/0! | #DIV/0! | #DIV/0! | #DIV/0! | #DIV/0! | #DIV/0! | #DIV/0! | #DIV/0! | #DIV/0! | #DIV/0! | #DIV/0! | #DIV/0! | #DIV/0! | #DIV/0! | #DIV/0! | #DIV/0! | #DIV/0! | #DIV/0! | #DIV/0! | #DIV/0! | #DIV/0! | #DIV/0! | #DIV/0! | #DIV/0! | #DIV/0! | #DIV/0! | #DIV/0! | #DIV/0!
0 | 0 | 0 | 0 | #DIV/0! | #DIV/0! | #DIV/0! | #DIV/0! | #DIV/0! | #DIV/0! | #DIV/0! | #DIV/0! | #DIV/0! | #DIV/0! | #DIV/0! | #DIV/0! | #DIV/0! | #DIV/0! | #DIV/0! | #DIV/0! | 0 | 0 | #DIV/0! | #DIV/0! | #DIV/0! | #DIV/0! | #DIV/0! | #DIV/0! | #DIV/0! | #DIV/0! | #DIV/0! | #DIV/0! | #DIV/0! | #DIV/0! | #DIV/0! | #DIV/0! | #DIV/0! | #DIV/0! | #DIV/0! | #DIV/0! | #DIV/0! | #DIV/0! | #DIV/0! | #DIV/0! | #DIV/0! | #DIV/0! | #DIV/0! | #DIV/0! | 4 | 2 | 1 | 0 | 0 | 0 | 0 | 0 | #N/A | #N/A | #N/A | #N/A | #N/A | #N/A | #N/A | #N/A | #N/A | #N/A | #N/A | #N/A | #N/A | #N/A | #N/A | #N/A | #DIV/0! | #DIV/0! | #DIV/0! | #DIV/0! | #DIV/0! | #DIV/0! | #DIV/0! | #DIV/0! | #DIV/0! | #DIV/0! | #DIV/0! | #DIV/0! | #DIV/0! | #DIV/0! | #DIV/0! | #DIV/0! | #DIV/0! | #DIV/0! | #DIV/0! | #DIV/0! | #DIV/0! | #DIV/0! | #DIV/0! | #DIV/0! | #DIV/0! | #DIV/0! | #DIV/0! | #DIV/0! | #DIV/0! | #DIV/0! | #DIV/0! | #DIV/0! | #DIV/0! | #DIV/0! | #DIV/0! | #DIV/0!
0 | 0 | 0 | 0 | #DIV/0! | #DIV/0! | #DIV/0! | #DIV/0! | #DIV/0! | #DIV/0! | #DIV/0! | #DIV/0! | #DIV/0! | #DIV/0! | #DIV/0! | #DIV/0! | #DIV/0! | #DIV/0! | #DIV/0! | #DIV/0! | 0 | 0 | #DIV/0! | #DIV/0! | #DIV/0! | #DIV/0! | #DIV/0! | #DIV/0! | #DIV/0! | #DIV/0! | #DIV/0! | #DIV/0! | #DIV/0! | #DIV/0! | #DIV/0! | #DIV/0! | #DIV/0! | #DIV/0! | #DIV/0! | #DIV/0! | #DIV/0! | #DIV/0! | #DIV/0! | #DIV/0! | #DIV/0! | #DIV/0! | #DIV/0! | #DIV/0! | 4 | 2 | 1 | 0 | 0 | 0 | 0 | 0 | #N/A | #N/A | #N/A | #N/A | #N/A | #N/A | #N/A | #N/A | #N/A | #N/A | #N/A | #N/A | #N/A | #N/A | #N/A | #N/A | #DIV/0! | #DIV/0! | #DIV/0! | #DIV/0! | #DIV/0! | #DIV/0! | #DIV/0! | #DIV/0! | #DIV/0! | #DIV/0! | #DIV/0! | #DIV/0! | #DIV/0! | #DIV/0! | #DIV/0! | #DIV/0! | #DIV/0! | #DIV/0! | #DIV/0! | #DIV/0! | #DIV/0! | #DIV/0! | #DIV/0! | #DIV/0! | #DIV/0! | #DIV/0! | #DIV/0! | #DIV/0! | #DIV/0! | #DIV/0! | #DIV/0! | #DIV/0! | #DIV/0! | #DIV/0! | #DIV/0! | #DIV/0!
0 | 0 | 0 | 0 | #DIV/0! | #DIV/0! | #DIV/0! | #DIV/0! | #DIV/0! | #DIV/0! | #DIV/0! | #DIV/0! | #DIV/0! | #DIV/0! | #DIV/0! | #DIV/0! | #DIV/0! | #DIV/0! | #DIV/0! | #DIV/0! | 0 | 0 | #DIV/0! | #DIV/0! | #DIV/0! | #DIV/0! | #DIV/0! | #DIV/0! | #DIV/0! | #DIV/0! | #DIV/0! | #DIV/0! | #DIV/0! | #DIV/0! | #DIV/0! | #DIV/0! | #DIV/0! | #DIV/0! | #DIV/0! | #DIV/0! | #DIV/0! | #DIV/0! | #DIV/0! | #DIV/0! | #DIV/0! | #DIV/0! | #DIV/0! | #DIV/0! | 4 | 2 | 1 | 0 | 0 | 0 | 0 | 0 | #N/A | #N/A | #N/A | #N/A | #N/A | #N/A | #N/A | #N/A | #N/A | #N/A | #N/A | #N/A | #N/A | #N/A | #N/A | #N/A | #DIV/0! | #DIV/0! | #DIV/0! | #DIV/0! | #DIV/0! | #DIV/0! | #DIV/0! | #DIV/0! | #DIV/0! | #DIV/0! | #DIV/0! | #DIV/0! | #DIV/0! | #DIV/0! | #DIV/0! | #DIV/0! | #DIV/0! | #DIV/0! | #DIV/0! | #DIV/0! | #DIV/0! | #DIV/0! | #DIV/0! | #DIV/0! | #DIV/0! | #DIV/0! | #DIV/0! | #DIV/0! | #DIV/0! | #DIV/0! | #DIV/0! | #DIV/0! | #DIV/0! | #DIV/0! | #DIV/0! | #DIV/0!
0 | 0 | 0 | 0 | #DIV/0! | #DIV/0! | #DIV/0! | #DIV/0! | #DIV/0! | #DIV/0! | #DIV/0! | #DIV/0! | #DIV/0! | #DIV/0! | #DIV/0! | #DIV/0! | #DIV/0! | #DIV/0! | #DIV/0! | #DIV/0! | 0 | 0 | #DIV/0! | #DIV/0! | #DIV/0! | #DIV/0! | #DIV/0! | #DIV/0! | #DIV/0! | #DIV/0! | #DIV/0! | #DIV/0! | #DIV/0! | #DIV/0! | #DIV/0! | #DIV/0! | #DIV/0! | #DIV/0! | #DIV/0! | #DIV/0! | #DIV/0! | #DIV/0! | #DIV/0! | #DIV/0! | #DIV/0! | #DIV/0! | #DIV/0! | #DIV/0! | 4 | 2 | 1 | 0 | 0 | 0 | 0 | 0 | #N/A | #N/A | #N/A | #N/A | #N/A | #N/A | #N/A | #N/A | #N/A | #N/A | #N/A | #N/A | #N/A | #N/A | #N/A | #N/A | #DIV/0! | #DIV/0! | #DIV/0! | #DIV/0! | #DIV/0! | #DIV/0! | #DIV/0! | #DIV/0! | #DIV/0! | #DIV/0! | #DIV/0! | #DIV/0! | #DIV/0! | #DIV/0! | #DIV/0! | #DIV/0! | #DIV/0! | #DIV/0! | #DIV/0! | #DIV/0! | #DIV/0! | #DIV/0! | #DIV/0! | #DIV/0! | #DIV/0! | #DIV/0! | #DIV/0! | #DIV/0! | #DIV/0! | #DIV/0! | #DIV/0! | #DIV/0! | #DIV/0! | #DIV/0! | #DIV/0! | #DIV/0!
0 | 0 | 0 | 0 | #DIV/0! | #DIV/0! | #DIV/0! | #DIV/0! | #DIV/0! | #DIV/0! | #DIV/0! | #DIV/0! | #DIV/0! | #DIV/0! | #DIV/0! | #DIV/0! | #DIV/0! | #DIV/0! | #DIV/0! | #DIV/0! | 0 | 0 | #DIV/0! | #DIV/0! | #DIV/0! | #DIV/0! | #DIV/0! | #DIV/0! | #DIV/0! | #DIV/0! | #DIV/0! | #DIV/0! | #DIV/0! | #DIV/0! | #DIV/0! | #DIV/0! | #DIV/0! | #DIV/0! | #DIV/0! | #DIV/0! | #DIV/0! | #DIV/0! | #DIV/0! | #DIV/0! | #DIV/0! | #DIV/0! | #DIV/0! | #DIV/0! | 4 | 2 | 1 | 0 | 0 | 0 | 0 | 0 | #N/A | #N/A | #N/A | #N/A | #N/A | #N/A | #N/A | #N/A | #N/A | #N/A | #N/A | #N/A | #N/A | #N/A | #N/A | #N/A | #DIV/0! | #DIV/0! | #DIV/0! | #DIV/0! | #DIV/0! | #DIV/0! | #DIV/0! | #DIV/0! | #DIV/0! | #DIV/0! | #DIV/0! | #DIV/0! | #DIV/0! | #DIV/0! | #DIV/0! | #DIV/0! | #DIV/0! | #DIV/0! | #DIV/0! | #DIV/0! | #DIV/0! | #DIV/0! | #DIV/0! | #DIV/0! | #DIV/0! | #DIV/0! | #DIV/0! | #DIV/0! | #DIV/0! | #DIV/0! | #DIV/0! | #DIV/0! | #DIV/0! | #DIV/0! | #DIV/0! | #DIV/0!
0 | 0 | 0 | 0 | #DIV/0! | #DIV/0! | #DIV/0! | #DIV/0! | #DIV/0! | #DIV/0! | #DIV/0! | #DIV/0! | #DIV/0! | #DIV/0! | #DIV/0! | #DIV/0! | #DIV/0! | #DIV/0! | #DIV/0! | #DIV/0! | 0 | 0 | #DIV/0! | #DIV/0! | #DIV/0! | #DIV/0! | #DIV/0! | #DIV/0! | #DIV/0! | #DIV/0! | #DIV/0! | #DIV/0! | #DIV/0! | #DIV/0! | #DIV/0! | #DIV/0! | #DIV/0! | #DIV/0! | #DIV/0! | #DIV/0! | #DIV/0! | #DIV/0! | #DIV/0! | #DIV/0! | #DIV/0! | #DIV/0! | #DIV/0! | #DIV/0! | 4 | 2 | 1 | 0 | 0 | 0 | 0 | 0 | #N/A | #N/A | #N/A | #N/A | #N/A | #N/A | #N/A | #N/A | #N/A | #N/A | #N/A | #N/A | #N/A | #N/A | #N/A | #N/A | #DIV/0! | #DIV/0! | #DIV/0! | #DIV/0! | #DIV/0! | #DIV/0! | #DIV/0! | #DIV/0! | #DIV/0! | #DIV/0! | #DIV/0! | #DIV/0! | #DIV/0! | #DIV/0! | #DIV/0! | #DIV/0! | #DIV/0! | #DIV/0! | #DIV/0! | #DIV/0! | #DIV/0! | #DIV/0! | #DIV/0! | #DIV/0! | #DIV/0! | #DIV/0! | #DIV/0! | #DIV/0! | #DIV/0! | #DIV/0! | #DIV/0! | #DIV/0! | #DIV/0! | #DIV/0! | #DIV/0! | #DIV/0!
0 | 0 | 0 | 0 | #DIV/0! | #DIV/0! | #DIV/0! | #DIV/0! | #DIV/0! | #DIV/0! | #DIV/0! | #DIV/0! | #DIV/0! | #DIV/0! | #DIV/0! | #DIV/0! | #DIV/0! | #DIV/0! | #DIV/0! | #DIV/0! | 0 | 0 | #DIV/0! | #DIV/0! | #DIV/0! | #DIV/0! | #DIV/0! | #DIV/0! | #DIV/0! | #DIV/0! | #DIV/0! | #DIV/0! | #DIV/0! | #DIV/0! | #DIV/0! | #DIV/0! | #DIV/0! | #DIV/0! | #DIV/0! | #DIV/0! | #DIV/0! | #DIV/0! | #DIV/0! | #DIV/0! | #DIV/0! | #DIV/0! | #DIV/0! | #DIV/0! | 4 | 2 | 1 | 0 | 0 | 0 | 0 | 0 | #N/A | #N/A | #N/A | #N/A | #N/A | #N/A | #N/A | #N/A | #N/A | #N/A | #N/A | #N/A | #N/A | #N/A | #N/A | #N/A | #DIV/0! | #DIV/0! | #DIV/0! | #DIV/0! | #DIV/0! | #DIV/0! | #DIV/0! | #DIV/0! | #DIV/0! | #DIV/0! | #DIV/0! | #DIV/0! | #DIV/0! | #DIV/0! | #DIV/0! | #DIV/0! | #DIV/0! | #DIV/0! | #DIV/0! | #DIV/0! | #DIV/0! | #DIV/0! | #DIV/0! | #DIV/0! | #DIV/0! | #DIV/0! | #DIV/0! | #DIV/0! | #DIV/0! | #DIV/0! | #DIV/0! | #DIV/0! | #DIV/0! | #DIV/0! | #DIV/0! | #DIV/0!
0 | 0 | 0 | 0 | #DIV/0! | #DIV/0! | #DIV/0! | #DIV/0! | #DIV/0! | #DIV/0! | #DIV/0! | #DIV/0! | #DIV/0! | #DIV/0! | #DIV/0! | #DIV/0! | #DIV/0! | #DIV/0! | #DIV/0! | #DIV/0! | 0 | 0 | #DIV/0! | #DIV/0! | #DIV/0! | #DIV/0! | #DIV/0! | #DIV/0! | #DIV/0! | #DIV/0! | #DIV/0! | #DIV/0! | #DIV/0! | #DIV/0! | #DIV/0! | #DIV/0! | #DIV/0! | #DIV/0! | #DIV/0! | #DIV/0! | #DIV/0! | #DIV/0! | #DIV/0! | #DIV/0! | #DIV/0! | #DIV/0! | #DIV/0! | #DIV/0! | 4 | 2 | 1 | 0 | 0 | 0 | 0 | 0 | #N/A | #N/A | #N/A | #N/A | #N/A | #N/A | #N/A | #N/A | #N/A | #N/A | #N/A | #N/A | #N/A | #N/A | #N/A | #N/A | #DIV/0! | #DIV/0! | #DIV/0! | #DIV/0! | #DIV/0! | #DIV/0! | #DIV/0! | #DIV/0! | #DIV/0! | #DIV/0! | #DIV/0! | #DIV/0! | #DIV/0! | #DIV/0! | #DIV/0! | #DIV/0! | #DIV/0! | #DIV/0! | #DIV/0! | #DIV/0! | #DIV/0! | #DIV/0! | #DIV/0! | #DIV/0! | #DIV/0! | #DIV/0! | #DIV/0! | #DIV/0! | #DIV/0! | #DIV/0! | #DIV/0! | #DIV/0! | #DIV/0! | #DIV/0! | #DIV/0! | #DIV/0!
0 | 0 | 0 | 0 | #DIV/0! | #DIV/0! | #DIV/0! | #DIV/0! | #DIV/0! | #DIV/0! | #DIV/0! | #DIV/0! | #DIV/0! | #DIV/0! | #DIV/0! | #DIV/0! | #DIV/0! | #DIV/0! | #DIV/0! | #DIV/0! | 0 | 0 | #DIV/0! | #DIV/0! | #DIV/0! | #DIV/0! | #DIV/0! | #DIV/0! | #DIV/0! | #DIV/0! | #DIV/0! | #DIV/0! | #DIV/0! | #DIV/0! | #DIV/0! | #DIV/0! | #DIV/0! | #DIV/0! | #DIV/0! | #DIV/0! | #DIV/0! | #DIV/0! | #DIV/0! | #DIV/0! | #DIV/0! | #DIV/0! | #DIV/0! | #DIV/0! | 4 | 2 | 1 | 0 | 0 | 0 | 0 | 0 | #N/A | #N/A | #N/A | #N/A | #N/A | #N/A | #N/A | #N/A | #N/A | #N/A | #N/A | #N/A | #N/A | #N/A | #N/A | #N/A | #DIV/0! | #DIV/0! | #DIV/0! | #DIV/0! | #DIV/0! | #DIV/0! | #DIV/0! | #DIV/0! | #DIV/0! | #DIV/0! | #DIV/0! | #DIV/0! | #DIV/0! | #DIV/0! | #DIV/0! | #DIV/0! | #DIV/0! | #DIV/0! | #DIV/0! | #DIV/0! | #DIV/0! | #DIV/0! | #DIV/0! | #DIV/0! | #DIV/0! | #DIV/0! | #DIV/0! | #DIV/0! | #DIV/0! | #DIV/0! | #DIV/0! | #DIV/0! | #DIV/0! | #DIV/0! | #DIV/0! | #DIV/0!
0 | 0 | 0 | 0 | #DIV/0! | #DIV/0! | #DIV/0! | #DIV/0! | #DIV/0! | #DIV/0! | #DIV/0! | #DIV/0! | #DIV/0! | #DIV/0! | #DIV/0! | #DIV/0! | #DIV/0! | #DIV/0! | #DIV/0! | #DIV/0! | 0 | 0 | #DIV/0! | #DIV/0! | #DIV/0! | #DIV/0! | #DIV/0! | #DIV/0! | #DIV/0! | #DIV/0! | #DIV/0! | #DIV/0! | #DIV/0! | #DIV/0! | #DIV/0! | #DIV/0! | #DIV/0! | #DIV/0! | #DIV/0! | #DIV/0! | #DIV/0! | #DIV/0! | #DIV/0! | #DIV/0! | #DIV/0! | #DIV/0! | #DIV/0! | #DIV/0! | 4 | 2 | 1 | 0 | 0 | 0 | 0 | 0 | #N/A | #N/A | #N/A | #N/A | #N/A | #N/A | #N/A | #N/A | #N/A | #N/A | #N/A | #N/A | #N/A | #N/A | #N/A | #N/A | #DIV/0! | #DIV/0! | #DIV/0! | #DIV/0! | #DIV/0! | #DIV/0! | #DIV/0! | #DIV/0! | #DIV/0! | #DIV/0! | #DIV/0! | #DIV/0! | #DIV/0! | #DIV/0! | #DIV/0! | #DIV/0! | #DIV/0! | #DIV/0! | #DIV/0! | #DIV/0! | #DIV/0! | #DIV/0! | #DIV/0! | #DIV/0! | #DIV/0! | #DIV/0! | #DIV/0! | #DIV/0! | #DIV/0! | #DIV/0! | #DIV/0! | #DIV/0! | #DIV/0! | #DIV/0! | #DIV/0! | #DIV/0!
0 | 0 | 0 | 0 | #DIV/0! | #DIV/0! | #DIV/0! | #DIV/0! | #DIV/0! | #DIV/0! | #DIV/0! | #DIV/0! | #DIV/0! | #DIV/0! | #DIV/0! | #DIV/0! | #DIV/0! | #DIV/0! | #DIV/0! | #DIV/0! | 0 | 0 | #DIV/0! | #DIV/0! | #DIV/0! | #DIV/0! | #DIV/0! | #DIV/0! | #DIV/0! | #DIV/0! | #DIV/0! | #DIV/0! | #DIV/0! | #DIV/0! | #DIV/0! | #DIV/0! | #DIV/0! | #DIV/0! | #DIV/0! | #DIV/0! | #DIV/0! | #DIV/0! | #DIV/0! | #DIV/0! | #DIV/0! | #DIV/0! | #DIV/0! | #DIV/0! | 4 | 2 | 1 | 0 | 0 | 0 | 0 | 0 | #N/A | #N/A | #N/A | #N/A | #N/A | #N/A | #N/A | #N/A | #N/A | #N/A | #N/A | #N/A | #N/A | #N/A | #N/A | #N/A | #DIV/0! | #DIV/0! | #DIV/0! | #DIV/0! | #DIV/0! | #DIV/0! | #DIV/0! | #DIV/0! | #DIV/0! | #DIV/0! | #DIV/0! | #DIV/0! | #DIV/0! | #DIV/0! | #DIV/0! | #DIV/0! | #DIV/0! | #DIV/0! | #DIV/0! | #DIV/0! | #DIV/0! | #DIV/0! | #DIV/0! | #DIV/0! | #DIV/0! | #DIV/0! | #DIV/0! | #DIV/0! | #DIV/0! | #DIV/0! | #DIV/0! | #DIV/0! | #DIV/0! | #DIV/0! | #DIV/0! | #DIV/0!
0 | 0 | 0 | 0 | #DIV/0! | #DIV/0! | #DIV/0! | #DIV/0! | #DIV/0! | #DIV/0! | #DIV/0! | #DIV/0! | #DIV/0! | #DIV/0! | #DIV/0! | #DIV/0! | #DIV/0! | #DIV/0! | #DIV/0! | #DIV/0! | 0 | 0 | #DIV/0! | #DIV/0! | #DIV/0! | #DIV/0! | #DIV/0! | #DIV/0! | #DIV/0! | #DIV/0! | #DIV/0! | #DIV/0! | #DIV/0! | #DIV/0! | #DIV/0! | #DIV/0! | #DIV/0! | #DIV/0! | #DIV/0! | #DIV/0! | #DIV/0! | #DIV/0! | #DIV/0! | #DIV/0! | #DIV/0! | #DIV/0! | #DIV/0! | #DIV/0! | 4 | 2 | 1 | 0 | 0 | 0 | 0 | 0 | #N/A | #N/A | #N/A | #N/A | #N/A | #N/A | #N/A | #N/A | #N/A | #N/A | #N/A | #N/A | #N/A | #N/A | #N/A | #N/A | #DIV/0! | #DIV/0! | #DIV/0! | #DIV/0! | #DIV/0! | #DIV/0! | #DIV/0! | #DIV/0! | #DIV/0! | #DIV/0! | #DIV/0! | #DIV/0! | #DIV/0! | #DIV/0! | #DIV/0! | #DIV/0! | #DIV/0! | #DIV/0! | #DIV/0! | #DIV/0! | #DIV/0! | #DIV/0! | #DIV/0! | #DIV/0! | #DIV/0! | #DIV/0! | #DIV/0! | #DIV/0! | #DIV/0! | #DIV/0! | #DIV/0! | #DIV/0! | #DIV/0! | #DIV/0! | #DIV/0! | #DIV/0!
0 | 0 | 0 | 0 | #DIV/0! | #DIV/0! | #DIV/0! | #DIV/0! | #DIV/0! | #DIV/0! | #DIV/0! | #DIV/0! | #DIV/0! | #DIV/0! | #DIV/0! | #DIV/0! | #DIV/0! | #DIV/0! | #DIV/0! | #DIV/0! | 0 | 0 | #DIV/0! | #DIV/0! | #DIV/0! | #DIV/0! | #DIV/0! | #DIV/0! | #DIV/0! | #DIV/0! | #DIV/0! | #DIV/0! | #DIV/0! | #DIV/0! | #DIV/0! | #DIV/0! | #DIV/0! | #DIV/0! | #DIV/0! | #DIV/0! | #DIV/0! | #DIV/0! | #DIV/0! | #DIV/0! | #DIV/0! | #DIV/0! | #DIV/0! | #DIV/0! | 4 | 2 | 1 | 0 | 0 | 0 | 0 | 0 | #N/A | #N/A | #N/A | #N/A | #N/A | #N/A | #N/A | #N/A | #N/A | #N/A | #N/A | #N/A | #N/A | #N/A | #N/A | #N/A | #DIV/0! | #DIV/0! | #DIV/0! | #DIV/0! | #DIV/0! | #DIV/0! | #DIV/0! | #DIV/0! | #DIV/0! | #DIV/0! | #DIV/0! | #DIV/0! | #DIV/0! | #DIV/0! | #DIV/0! | #DIV/0! | #DIV/0! | #DIV/0! | #DIV/0! | #DIV/0! | #DIV/0! | #DIV/0! | #DIV/0! | #DIV/0! | #DIV/0! | #DIV/0! | #DIV/0! | #DIV/0! | #DIV/0! | #DIV/0! | #DIV/0! | #DIV/0! | #DIV/0! | #DIV/0! | #DIV/0! | #DIV/0!
0 | 0 | 0 | 0 | #DIV/0! | #DIV/0! | #DIV/0! | #DIV/0! | #DIV/0! | #DIV/0! | #DIV/0! | #DIV/0! | #DIV/0! | #DIV/0! | #DIV/0! | #DIV/0! | #DIV/0! | #DIV/0! | #DIV/0! | #DIV/0! | 0 | 0 | #DIV/0! | #DIV/0! | #DIV/0! | #DIV/0! | #DIV/0! | #DIV/0! | #DIV/0! | #DIV/0! | #DIV/0! | #DIV/0! | #DIV/0! | #DIV/0! | #DIV/0! | #DIV/0! | #DIV/0! | #DIV/0! | #DIV/0! | #DIV/0! | #DIV/0! | #DIV/0! | #DIV/0! | #DIV/0! | #DIV/0! | #DIV/0! | #DIV/0! | #DIV/0! | 4 | 2 | 1 | 0 | 0 | 0 | 0 | 0 | #N/A | #N/A | #N/A | #N/A | #N/A | #N/A | #N/A | #N/A | #N/A | #N/A | #N/A | #N/A | #N/A | #N/A | #N/A | #N/A | #DIV/0! | #DIV/0! | #DIV/0! | #DIV/0! | #DIV/0! | #DIV/0! | #DIV/0! | #DIV/0! | #DIV/0! | #DIV/0! | #DIV/0! | #DIV/0! | #DIV/0! | #DIV/0! | #DIV/0! | #DIV/0! | #DIV/0! | #DIV/0! | #DIV/0! | #DIV/0! | #DIV/0! | #DIV/0! | #DIV/0! | #DIV/0! | #DIV/0! | #DIV/0! | #DIV/0! | #DIV/0! | #DIV/0! | #DIV/0! | #DIV/0! | #DIV/0! | #DIV/0! | #DIV/0! | #DIV/0! | #DIV/0!
0 | 0 | 0 | 0 | #DIV/0! | #DIV/0! | #DIV/0! | #DIV/0! | #DIV/0! | #DIV/0! | #DIV/0! | #DIV/0! | #DIV/0! | #DIV/0! | #DIV/0! | #DIV/0! | #DIV/0! | #DIV/0! | #DIV/0! | #DIV/0! | 0 | 0 | #DIV/0! | #DIV/0! | #DIV/0! | #DIV/0! | #DIV/0! | #DIV/0! | #DIV/0! | #DIV/0! | #DIV/0! | #DIV/0! | #DIV/0! | #DIV/0! | #DIV/0! | #DIV/0! | #DIV/0! | #DIV/0! | #DIV/0! | #DIV/0! | #DIV/0! | #DIV/0! | #DIV/0! | #DIV/0! | #DIV/0! | #DIV/0! | #DIV/0! | #DIV/0! | 4 | 2 | 1 | 0 | 0 | 0 | 0 | 0 | #N/A | #N/A | #N/A | #N/A | #N/A | #N/A | #N/A | #N/A | #N/A | #N/A | #N/A | #N/A | #N/A | #N/A | #N/A | #N/A | #DIV/0! | #DIV/0! | #DIV/0! | #DIV/0! | #DIV/0! | #DIV/0! | #DIV/0! | #DIV/0! | #DIV/0! | #DIV/0! | #DIV/0! | #DIV/0! | #DIV/0! | #DIV/0! | #DIV/0! | #DIV/0! | #DIV/0! | #DIV/0! | #DIV/0! | #DIV/0! | #DIV/0! | #DIV/0! | #DIV/0! | #DIV/0! | #DIV/0! | #DIV/0! | #DIV/0! | #DIV/0! | #DIV/0! | #DIV/0! | #DIV/0! | #DIV/0! | #DIV/0! | #DIV/0! | #DIV/0! | #DIV/0!
0 | 0 | 0 | 0 | #DIV/0! | #DIV/0! | #DIV/0! | #DIV/0! | #DIV/0! | #DIV/0! | #DIV/0! | #DIV/0! | #DIV/0! | #DIV/0! | #DIV/0! | #DIV/0! | #DIV/0! | #DIV/0! | #DIV/0! | #DIV/0! | 0 | 0 | #DIV/0! | #DIV/0! | #DIV/0! | #DIV/0! | #DIV/0! | #DIV/0! | #DIV/0! | #DIV/0! | #DIV/0! | #DIV/0! | #DIV/0! | #DIV/0! | #DIV/0! | #DIV/0! | #DIV/0! | #DIV/0! | #DIV/0! | #DIV/0! | #DIV/0! | #DIV/0! | #DIV/0! | #DIV/0! | #DIV/0! | #DIV/0! | #DIV/0! | #DIV/0! | 4 | 2 | 1 | 0 | 0 | 0 | 0 | 0 | #N/A | #N/A | #N/A | #N/A | #N/A | #N/A | #N/A | #N/A | #N/A | #N/A | #N/A | #N/A | #N/A | #N/A | #N/A | #N/A | #DIV/0! | #DIV/0! | #DIV/0! | #DIV/0! | #DIV/0! | #DIV/0! | #DIV/0! | #DIV/0! | #DIV/0! | #DIV/0! | #DIV/0! | #DIV/0! | #DIV/0! | #DIV/0! | #DIV/0! | #DIV/0! | #DIV/0! | #DIV/0! | #DIV/0! | #DIV/0! | #DIV/0! | #DIV/0! | #DIV/0! | #DIV/0! | #DIV/0! | #DIV/0! | #DIV/0! | #DIV/0! | #DIV/0! | #DIV/0! | #DIV/0! | #DIV/0! | #DIV/0! | #DIV/0! | #DIV/0! | #DIV/0!
0 | 0 | 0 | 0 | #DIV/0! | #DIV/0! | #DIV/0! | #DIV/0! | #DIV/0! | #DIV/0! | #DIV/0! | #DIV/0! | #DIV/0! | #DIV/0! | #DIV/0! | #DIV/0! | #DIV/0! | #DIV/0! | #DIV/0! | #DIV/0! | 0 | 0 | #DIV/0! | #DIV/0! | #DIV/0! | #DIV/0! | #DIV/0! | #DIV/0! | #DIV/0! | #DIV/0! | #DIV/0! | #DIV/0! | #DIV/0! | #DIV/0! | #DIV/0! | #DIV/0! | #DIV/0! | #DIV/0! | #DIV/0! | #DIV/0! | #DIV/0! | #DIV/0! | #DIV/0! | #DIV/0! | #DIV/0! | #DIV/0! | #DIV/0! | #DIV/0! | 4 | 2 | 1 | 0 | 0 | 0 | 0 | 0 | #N/A | #N/A | #N/A | #N/A | #N/A | #N/A | #N/A | #N/A | #N/A | #N/A | #N/A | #N/A | #N/A | #N/A | #N/A | #N/A | #DIV/0! | #DIV/0! | #DIV/0! | #DIV/0! | #DIV/0! | #DIV/0! | #DIV/0! | #DIV/0! | #DIV/0! | #DIV/0! | #DIV/0! | #DIV/0! | #DIV/0! | #DIV/0! | #DIV/0! | #DIV/0! | #DIV/0! | #DIV/0! | #DIV/0! | #DIV/0! | #DIV/0! | #DIV/0! | #DIV/0! | #DIV/0! | #DIV/0! | #DIV/0! | #DIV/0! | #DIV/0! | #DIV/0! | #DIV/0! | #DIV/0! | #DIV/0! | #DIV/0! | #DIV/0! | #DIV/0! | #DIV/0!
0 | 0 | 0 | 0 | #DIV/0! | #DIV/0! | #DIV/0! | #DIV/0! | #DIV/0! | #DIV/0! | #DIV/0! | #DIV/0! | #DIV/0! | #DIV/0! | #DIV/0! | #DIV/0! | #DIV/0! | #DIV/0! | #DIV/0! | #DIV/0! | 0 | 0 | #DIV/0! | #DIV/0! | #DIV/0! | #DIV/0! | #DIV/0! | #DIV/0! | #DIV/0! | #DIV/0! | #DIV/0! | #DIV/0! | #DIV/0! | #DIV/0! | #DIV/0! | #DIV/0! | #DIV/0! | #DIV/0! | #DIV/0! | #DIV/0! | #DIV/0! | #DIV/0! | #DIV/0! | #DIV/0! | #DIV/0! | #DIV/0! | #DIV/0! | #DIV/0! | 4 | 2 | 1 | 0 | 0 | 0 | 0 | 0 | #N/A | #N/A | #N/A | #N/A | #N/A | #N/A | #N/A | #N/A | #N/A | #N/A | #N/A | #N/A | #N/A | #N/A | #N/A | #N/A | #DIV/0! | #DIV/0! | #DIV/0! | #DIV/0! | #DIV/0! | #DIV/0! | #DIV/0! | #DIV/0! | #DIV/0! | #DIV/0! | #DIV/0! | #DIV/0! | #DIV/0! | #DIV/0! | #DIV/0! | #DIV/0! | #DIV/0! | #DIV/0! | #DIV/0! | #DIV/0! | #DIV/0! | #DIV/0! | #DIV/0! | #DIV/0! | #DIV/0! | #DIV/0! | #DIV/0! | #DIV/0! | #DIV/0! | #DIV/0! | #DIV/0! | #DIV/0! | #DIV/0! | #DIV/0! | #DIV/0! | #DIV/0!
0 | 0 | 0 | 0 | #DIV/0! | #DIV/0! | #DIV/0! | #DIV/0! | #DIV/0! | #DIV/0! | #DIV/0! | #DIV/0! | #DIV/0! | #DIV/0! | #DIV/0! | #DIV/0! | #DIV/0! | #DIV/0! | #DIV/0! | #DIV/0! | 0 | 0 | #DIV/0! | #DIV/0! | #DIV/0! | #DIV/0! | #DIV/0! | #DIV/0! | #DIV/0! | #DIV/0! | #DIV/0! | #DIV/0! | #DIV/0! | #DIV/0! | #DIV/0! | #DIV/0! | #DIV/0! | #DIV/0! | #DIV/0! | #DIV/0! | #DIV/0! | #DIV/0! | #DIV/0! | #DIV/0! | #DIV/0! | #DIV/0! | #DIV/0! | #DIV/0! | 4 | 2 | 1 | 0 | 0 | 0 | 0 | 0 | #N/A | #N/A | #N/A | #N/A | #N/A | #N/A | #N/A | #N/A | #N/A | #N/A | #N/A | #N/A | #N/A | #N/A | #N/A | #N/A | #DIV/0! | #DIV/0! | #DIV/0! | #DIV/0! | #DIV/0! | #DIV/0! | #DIV/0! | #DIV/0! | #DIV/0! | #DIV/0! | #DIV/0! | #DIV/0! | #DIV/0! | #DIV/0! | #DIV/0! | #DIV/0! | #DIV/0! | #DIV/0! | #DIV/0! | #DIV/0! | #DIV/0! | #DIV/0! | #DIV/0! | #DIV/0! | #DIV/0! | #DIV/0! | #DIV/0! | #DIV/0! | #DIV/0! | #DIV/0! | #DIV/0! | #DIV/0! | #DIV/0! | #DIV/0! | #DIV/0! | #DIV/0!
0 | 0 | 0 | 0 | #DIV/0! | #DIV/0! | #DIV/0! | #DIV/0! | #DIV/0! | #DIV/0! | #DIV/0! | #DIV/0! | #DIV/0! | #DIV/0! | #DIV/0! | #DIV/0! | #DIV/0! | #DIV/0! | #DIV/0! | #DIV/0! | 0 | 0 | #DIV/0! | #DIV/0! | #DIV/0! | #DIV/0! | #DIV/0! | #DIV/0! | #DIV/0! | #DIV/0! | #DIV/0! | #DIV/0! | #DIV/0! | #DIV/0! | #DIV/0! | #DIV/0! | #DIV/0! | #DIV/0! | #DIV/0! | #DIV/0! | #DIV/0! | #DIV/0! | #DIV/0! | #DIV/0! | #DIV/0! | #DIV/0! | #DIV/0! | #DIV/0! | 4 | 2 | 1 | 0 | 0 | 0 | 0 | 0 | #N/A | #N/A | #N/A | #N/A | #N/A | #N/A | #N/A | #N/A | #N/A | #N/A | #N/A | #N/A | #N/A | #N/A | #N/A | #N/A | #DIV/0! | #DIV/0! | #DIV/0! | #DIV/0! | #DIV/0! | #DIV/0! | #DIV/0! | #DIV/0! | #DIV/0! | #DIV/0! | #DIV/0! | #DIV/0! | #DIV/0! | #DIV/0! | #DIV/0! | #DIV/0! | #DIV/0! | #DIV/0! | #DIV/0! | #DIV/0! | #DIV/0! | #DIV/0! | #DIV/0! | #DIV/0! | #DIV/0! | #DIV/0! | #DIV/0! | #DIV/0! | #DIV/0! | #DIV/0! | #DIV/0! | #DIV/0! | #DIV/0! | #DIV/0! | #DIV/0! | #DIV/0!
0 | 0 | 0 | 0 | #DIV/0! | #DIV/0! | #DIV/0! | #DIV/0! | #DIV/0! | #DIV/0! | #DIV/0! | #DIV/0! | #DIV/0! | #DIV/0! | #DIV/0! | #DIV/0! | #DIV/0! | #DIV/0! | #DIV/0! | #DIV/0! | 0 | 0 | #DIV/0! | #DIV/0! | #DIV/0! | #DIV/0! | #DIV/0! | #DIV/0! | #DIV/0! | #DIV/0! | #DIV/0! | #DIV/0! | #DIV/0! | #DIV/0! | #DIV/0! | #DIV/0! | #DIV/0! | #DIV/0! | #DIV/0! | #DIV/0! | #DIV/0! | #DIV/0! | #DIV/0! | #DIV/0! | #DIV/0! | #DIV/0! | #DIV/0! | #DIV/0! | 4 | 2 | 1 | 0 | 0 | 0 | 0 | 0 | #N/A | #N/A | #N/A | #N/A | #N/A | #N/A | #N/A | #N/A | #N/A | #N/A | #N/A | #N/A | #N/A | #N/A | #N/A | #N/A | #DIV/0! | #DIV/0! | #DIV/0! | #DIV/0! | #DIV/0! | #DIV/0! | #DIV/0! | #DIV/0! | #DIV/0! | #DIV/0! | #DIV/0! | #DIV/0! | #DIV/0! | #DIV/0! | #DIV/0! | #DIV/0! | #DIV/0! | #DIV/0! | #DIV/0! | #DIV/0! | #DIV/0! | #DIV/0! | #DIV/0! | #DIV/0! | #DIV/0! | #DIV/0! | #DIV/0! | #DIV/0! | #DIV/0! | #DIV/0! | #DIV/0! | #DIV/0! | #DIV/0! | #DIV/0! | #DIV/0! | #DIV/0!
0 | 0 | 0 | 0 | #DIV/0! | #DIV/0! | #DIV/0! | #DIV/0! | #DIV/0! | #DIV/0! | #DIV/0! | #DIV/0! | #DIV/0! | #DIV/0! | #DIV/0! | #DIV/0! | #DIV/0! | #DIV/0! | #DIV/0! | #DIV/0! | 0 | 0 | #DIV/0! | #DIV/0! | #DIV/0! | #DIV/0! | #DIV/0! | #DIV/0! | #DIV/0! | #DIV/0! | #DIV/0! | #DIV/0! | #DIV/0! | #DIV/0! | #DIV/0! | #DIV/0! | #DIV/0! | #DIV/0! | #DIV/0! | #DIV/0! | #DIV/0! | #DIV/0! | #DIV/0! | #DIV/0! | #DIV/0! | #DIV/0! | #DIV/0! | #DIV/0! | 4 | 2 | 1 | 0 | 0 | 0 | 0 | 0 | #N/A | #N/A | #N/A | #N/A | #N/A | #N/A | #N/A | #N/A | #N/A | #N/A | #N/A | #N/A | #N/A | #N/A | #N/A | #N/A | #DIV/0! | #DIV/0! | #DIV/0! | #DIV/0! | #DIV/0! | #DIV/0! | #DIV/0! | #DIV/0! | #DIV/0! | #DIV/0! | #DIV/0! | #DIV/0! | #DIV/0! | #DIV/0! | #DIV/0! | #DIV/0! | #DIV/0! | #DIV/0! | #DIV/0! | #DIV/0! | #DIV/0! | #DIV/0! | #DIV/0! | #DIV/0! | #DIV/0! | #DIV/0! | #DIV/0! | #DIV/0! | #DIV/0! | #DIV/0! | #DIV/0! | #DIV/0! | #DIV/0! | #DIV/0! | #DIV/0! | #DIV/0!
0 | 0 | 0 | 0 | #DIV/0! | #DIV/0! | #DIV/0! | #DIV/0! | #DIV/0! | #DIV/0! | #DIV/0! | #DIV/0! | #DIV/0! | #DIV/0! | #DIV/0! | #DIV/0! | #DIV/0! | #DIV/0! | #DIV/0! | #DIV/0! | 0 | 0 | #DIV/0! | #DIV/0! | #DIV/0! | #DIV/0! | #DIV/0! | #DIV/0! | #DIV/0! | #DIV/0! | #DIV/0! | #DIV/0! | #DIV/0! | #DIV/0! | #DIV/0! | #DIV/0! | #DIV/0! | #DIV/0! | #DIV/0! | #DIV/0! | #DIV/0! | #DIV/0! | #DIV/0! | #DIV/0! | #DIV/0! | #DIV/0! | #DIV/0! | #DIV/0! | 4 | 2 | 1 | 0 | 0 | 0 | 0 | 0 | #N/A | #N/A | #N/A | #N/A | #N/A | #N/A | #N/A | #N/A | #N/A | #N/A | #N/A | #N/A | #N/A | #N/A | #N/A | #N/A | #DIV/0! | #DIV/0! | #DIV/0! | #DIV/0! | #DIV/0! | #DIV/0! | #DIV/0! | #DIV/0! | #DIV/0! | #DIV/0! | #DIV/0! | #DIV/0! | #DIV/0! | #DIV/0! | #DIV/0! | #DIV/0! | #DIV/0! | #DIV/0! | #DIV/0! | #DIV/0! | #DIV/0! | #DIV/0! | #DIV/0! | #DIV/0! | #DIV/0! | #DIV/0! | #DIV/0! | #DIV/0! | #DIV/0! | #DIV/0! | #DIV/0! | #DIV/0! | #DIV/0! | #DIV/0! | #DIV/0! | #DIV/0!
0 | 0 | 0 | 0 | #DIV/0! | #DIV/0! | #DIV/0! | #DIV/0! | #DIV/0! | #DIV/0! | #DIV/0! | #DIV/0! | #DIV/0! | #DIV/0! | #DIV/0! | #DIV/0! | #DIV/0! | #DIV/0! | #DIV/0! | #DIV/0! | 0 | 0 | #DIV/0! | #DIV/0! | #DIV/0! | #DIV/0! | #DIV/0! | #DIV/0! | #DIV/0! | #DIV/0! | #DIV/0! | #DIV/0! | #DIV/0! | #DIV/0! | #DIV/0! | #DIV/0! | #DIV/0! | #DIV/0! | #DIV/0! | #DIV/0! | #DIV/0! | #DIV/0! | #DIV/0! | #DIV/0! | #DIV/0! | #DIV/0! | #DIV/0! | #DIV/0! | 4 | 2 | 1 | 0 | 0 | 0 | 0 | 0 | #N/A | #N/A | #N/A | #N/A | #N/A | #N/A | #N/A | #N/A | #N/A | #N/A | #N/A | #N/A | #N/A | #N/A | #N/A | #N/A | #DIV/0! | #DIV/0! | #DIV/0! | #DIV/0! | #DIV/0! | #DIV/0! | #DIV/0! | #DIV/0! | #DIV/0! | #DIV/0! | #DIV/0! | #DIV/0! | #DIV/0! | #DIV/0! | #DIV/0! | #DIV/0! | #DIV/0! | #DIV/0! | #DIV/0! | #DIV/0! | #DIV/0! | #DIV/0! | #DIV/0! | #DIV/0! | #DIV/0! | #DIV/0! | #DIV/0! | #DIV/0! | #DIV/0! | #DIV/0! | #DIV/0! | #DIV/0! | #DIV/0! | #DIV/0! | #DIV/0! | #DIV/0!
0 | 0 | 0 | 0 | #DIV/0! | #DIV/0! | #DIV/0! | #DIV/0! | #DIV/0! | #DIV/0! | #DIV/0! | #DIV/0! | #DIV/0! | #DIV/0! | #DIV/0! | #DIV/0! | #DIV/0! | #DIV/0! | #DIV/0! | #DIV/0! | 0 | 0 | #DIV/0! | #DIV/0! | #DIV/0! | #DIV/0! | #DIV/0! | #DIV/0! | #DIV/0! | #DIV/0! | #DIV/0! | #DIV/0! | #DIV/0! | #DIV/0! | #DIV/0! | #DIV/0! | #DIV/0! | #DIV/0! | #DIV/0! | #DIV/0! | #DIV/0! | #DIV/0! | #DIV/0! | #DIV/0! | #DIV/0! | #DIV/0! | #DIV/0! | #DIV/0! | 4 | 2 | 1 | 0 | 0 | 0 | 0 | 0 | #N/A | #N/A | #N/A | #N/A | #N/A | #N/A | #N/A | #N/A | #N/A | #N/A | #N/A | #N/A | #N/A | #N/A | #N/A | #N/A | #DIV/0! | #DIV/0! | #DIV/0! | #DIV/0! | #DIV/0! | #DIV/0! | #DIV/0! | #DIV/0! | #DIV/0! | #DIV/0! | #DIV/0! | #DIV/0! | #DIV/0! | #DIV/0! | #DIV/0! | #DIV/0! | #DIV/0! | #DIV/0! | #DIV/0! | #DIV/0! | #DIV/0! | #DIV/0! | #DIV/0! | #DIV/0! | #DIV/0! | #DIV/0! | #DIV/0! | #DIV/0! | #DIV/0! | #DIV/0! | #DIV/0! | #DIV/0! | #DIV/0! | #DIV/0! | #DIV/0! | #DIV/0!
0 | 0 | 0 | 0 | #DIV/0! | #DIV/0! | #DIV/0! | #DIV/0! | #DIV/0! | #DIV/0! | #DIV/0! | #DIV/0! | #DIV/0! | #DIV/0! | #DIV/0! | #DIV/0! | #DIV/0! | #DIV/0! | #DIV/0! | #DIV/0! | 0 | 0 | #DIV/0! | #DIV/0! | #DIV/0! | #DIV/0! | #DIV/0! | #DIV/0! | #DIV/0! | #DIV/0! | #DIV/0! | #DIV/0! | #DIV/0! | #DIV/0! | #DIV/0! | #DIV/0! | #DIV/0! | #DIV/0! | #DIV/0! | #DIV/0! | #DIV/0! | #DIV/0! | #DIV/0! | #DIV/0! | #DIV/0! | #DIV/0! | #DIV/0! | #DIV/0! | 4 | 2 | 1 | 0 | 0 | 0 | 0 | 0 | #N/A | #N/A | #N/A | #N/A | #N/A | #N/A | #N/A | #N/A | #N/A | #N/A | #N/A | #N/A | #N/A | #N/A | #N/A | #N/A | #DIV/0! | #DIV/0! | #DIV/0! | #DIV/0! | #DIV/0! | #DIV/0! | #DIV/0! | #DIV/0! | #DIV/0! | #DIV/0! | #DIV/0! | #DIV/0! | #DIV/0! | #DIV/0! | #DIV/0! | #DIV/0! | #DIV/0! | #DIV/0! | #DIV/0! | #DIV/0! | #DIV/0! | #DIV/0! | #DIV/0! | #DIV/0! | #DIV/0! | #DIV/0! | #DIV/0! | #DIV/0! | #DIV/0! | #DIV/0! | #DIV/0! | #DIV/0! | #DIV/0! | #DIV/0! | #DIV/0! | #DIV/0!
0 | 0 | 0 | 0 | #DIV/0! | #DIV/0! | #DIV/0! | #DIV/0! | #DIV/0! | #DIV/0! | #DIV/0! | #DIV/0! | #DIV/0! | #DIV/0! | #DIV/0! | #DIV/0! | #DIV/0! | #DIV/0! | #DIV/0! | #DIV/0! | 0 | 0 | #DIV/0! | #DIV/0! | #DIV/0! | #DIV/0! | #DIV/0! | #DIV/0! | #DIV/0! | #DIV/0! | #DIV/0! | #DIV/0! | #DIV/0! | #DIV/0! | #DIV/0! | #DIV/0! | #DIV/0! | #DIV/0! | #DIV/0! | #DIV/0! | #DIV/0! | #DIV/0! | #DIV/0! | #DIV/0! | #DIV/0! | #DIV/0! | #DIV/0! | #DIV/0! | 4 | 2 | 1 | 0 | 0 | 0 | 0 | 0 | #N/A | #N/A | #N/A | #N/A | #N/A | #N/A | #N/A | #N/A | #N/A | #N/A | #N/A | #N/A | #N/A | #N/A | #N/A | #N/A | #DIV/0! | #DIV/0! | #DIV/0! | #DIV/0! | #DIV/0! | #DIV/0! | #DIV/0! | #DIV/0! | #DIV/0! | #DIV/0! | #DIV/0! | #DIV/0! | #DIV/0! | #DIV/0! | #DIV/0! | #DIV/0! | #DIV/0! | #DIV/0! | #DIV/0! | #DIV/0! | #DIV/0! | #DIV/0! | #DIV/0! | #DIV/0! | #DIV/0! | #DIV/0! | #DIV/0! | #DIV/0! | #DIV/0! | #DIV/0! | #DIV/0! | #DIV/0! | #DIV/0! | #DIV/0! | #DIV/0! | #DIV/0!
0 | 0 | 0 | 0 | #DIV/0! | #DIV/0! | #DIV/0! | #DIV/0! | #DIV/0! | #DIV/0! | #DIV/0! | #DIV/0! | #DIV/0! | #DIV/0! | #DIV/0! | #DIV/0! | #DIV/0! | #DIV/0! | #DIV/0! | #DIV/0! | 0 | 0 | #DIV/0! | #DIV/0! | #DIV/0! | #DIV/0! | #DIV/0! | #DIV/0! | #DIV/0! | #DIV/0! | #DIV/0! | #DIV/0! | #DIV/0! | #DIV/0! | #DIV/0! | #DIV/0! | #DIV/0! | #DIV/0! | #DIV/0! | #DIV/0! | #DIV/0! | #DIV/0! | #DIV/0! | #DIV/0! | #DIV/0! | #DIV/0! | #DIV/0! | #DIV/0! | 4 | 2 | 1 | 0 | 0 | 0 | 0 | 0 | #N/A | #N/A | #N/A | #N/A | #N/A | #N/A | #N/A | #N/A | #N/A | #N/A | #N/A | #N/A | #N/A | #N/A | #N/A | #N/A | #DIV/0! | #DIV/0! | #DIV/0! | #DIV/0! | #DIV/0! | #DIV/0! | #DIV/0! | #DIV/0! | #DIV/0! | #DIV/0! | #DIV/0! | #DIV/0! | #DIV/0! | #DIV/0! | #DIV/0! | #DIV/0! | #DIV/0! | #DIV/0! | #DIV/0! | #DIV/0! | #DIV/0! | #DIV/0! | #DIV/0! | #DIV/0! | #DIV/0! | #DIV/0! | #DIV/0! | #DIV/0! | #DIV/0! | #DIV/0! | #DIV/0! | #DIV/0! | #DIV/0! | #DIV/0! | #DIV/0! | #DIV/0!
0 | 0 | 0 | 0 | #DIV/0! | #DIV/0! | #DIV/0! | #DIV/0! | #DIV/0! | #DIV/0! | #DIV/0! | #DIV/0! | #DIV/0! | #DIV/0! | #DIV/0! | #DIV/0! | #DIV/0! | #DIV/0! | #DIV/0! | #DIV/0! | 0 | 0 | #DIV/0! | #DIV/0! | #DIV/0! | #DIV/0! | #DIV/0! | #DIV/0! | #DIV/0! | #DIV/0! | #DIV/0! | #DIV/0! | #DIV/0! | #DIV/0! | #DIV/0! | #DIV/0! | #DIV/0! | #DIV/0! | #DIV/0! | #DIV/0! | #DIV/0! | #DIV/0! | #DIV/0! | #DIV/0! | #DIV/0! | #DIV/0! | #DIV/0! | #DIV/0! | 4 | 2 | 1 | 0 | 0 | 0 | 0 | 0 | #N/A | #N/A | #N/A | #N/A | #N/A | #N/A | #N/A | #N/A | #N/A | #N/A | #N/A | #N/A | #N/A | #N/A | #N/A | #N/A | #DIV/0! | #DIV/0! | #DIV/0! | #DIV/0! | #DIV/0! | #DIV/0! | #DIV/0! | #DIV/0! | #DIV/0! | #DIV/0! | #DIV/0! | #DIV/0! | #DIV/0! | #DIV/0! | #DIV/0! | #DIV/0! | #DIV/0! | #DIV/0! | #DIV/0! | #DIV/0! | #DIV/0! | #DIV/0! | #DIV/0! | #DIV/0! | #DIV/0! | #DIV/0! | #DIV/0! | #DIV/0! | #DIV/0! | #DIV/0! | #DIV/0! | #DIV/0! | #DIV/0! | #DIV/0! | #DIV/0! | #DIV/0!
0 | 0 | 0 | 0 | #DIV/0! | #DIV/0! | #DIV/0! | #DIV/0! | #DIV/0! | #DIV/0! | #DIV/0! | #DIV/0! | #DIV/0! | #DIV/0! | #DIV/0! | #DIV/0! | #DIV/0! | #DIV/0! | #DIV/0! | #DIV/0! | 0 | 0 | #DIV/0! | #DIV/0! | #DIV/0! | #DIV/0! | #DIV/0! | #DIV/0! | #DIV/0! | #DIV/0! | #DIV/0! | #DIV/0! | #DIV/0! | #DIV/0! | #DIV/0! | #DIV/0! | #DIV/0! | #DIV/0! | #DIV/0! | #DIV/0! | #DIV/0! | #DIV/0! | #DIV/0! | #DIV/0! | #DIV/0! | #DIV/0! | #DIV/0! | #DIV/0! | 4 | 2 | 1 | 0 | 0 | 0 | 0 | 0 | #N/A | #N/A | #N/A | #N/A | #N/A | #N/A | #N/A | #N/A | #N/A | #N/A | #N/A | #N/A | #N/A | #N/A | #N/A | #N/A | #DIV/0! | #DIV/0! | #DIV/0! | #DIV/0! | #DIV/0! | #DIV/0! | #DIV/0! | #DIV/0! | #DIV/0! | #DIV/0! | #DIV/0! | #DIV/0! | #DIV/0! | #DIV/0! | #DIV/0! | #DIV/0! | #DIV/0! | #DIV/0! | #DIV/0! | #DIV/0! | #DIV/0! | #DIV/0! | #DIV/0! | #DIV/0! | #DIV/0! | #DIV/0! | #DIV/0! | #DIV/0! | #DIV/0! | #DIV/0! | #DIV/0! | #DIV/0! | #DIV/0! | #DIV/0! | #DIV/0! | #DIV/0!
0 | 0 | 0 | 0 | #DIV/0! | #DIV/0! | #DIV/0! | #DIV/0! | #DIV/0! | #DIV/0! | #DIV/0! | #DIV/0! | #DIV/0! | #DIV/0! | #DIV/0! | #DIV/0! | #DIV/0! | #DIV/0! | #DIV/0! | #DIV/0! | 0 | 0 | #DIV/0! | #DIV/0! | #DIV/0! | #DIV/0! | #DIV/0! | #DIV/0! | #DIV/0! | #DIV/0! | #DIV/0! | #DIV/0! | #DIV/0! | #DIV/0! | #DIV/0! | #DIV/0! | #DIV/0! | #DIV/0! | #DIV/0! | #DIV/0! | #DIV/0! | #DIV/0! | #DIV/0! | #DIV/0! | #DIV/0! | #DIV/0! | #DIV/0! | #DIV/0! | 4 | 2 | 1 | 0 | 0 | 0 | 0 | 0 | #N/A | #N/A | #N/A | #N/A | #N/A | #N/A | #N/A | #N/A | #N/A | #N/A | #N/A | #N/A | #N/A | #N/A | #N/A | #N/A | #DIV/0! | #DIV/0! | #DIV/0! | #DIV/0! | #DIV/0! | #DIV/0! | #DIV/0! | #DIV/0! | #DIV/0! | #DIV/0! | #DIV/0! | #DIV/0! | #DIV/0! | #DIV/0! | #DIV/0! | #DIV/0! | #DIV/0! | #DIV/0! | #DIV/0! | #DIV/0! | #DIV/0! | #DIV/0! | #DIV/0! | #DIV/0! | #DIV/0! | #DIV/0! | #DIV/0! | #DIV/0! | #DIV/0! | #DIV/0! | #DIV/0! | #DIV/0! | #DIV/0! | #DIV/0! | #DIV/0! | #DIV/0!
0 | 0 | 0 | 0 | #DIV/0! | #DIV/0! | #DIV/0! | #DIV/0! | #DIV/0! | #DIV/0! | #DIV/0! | #DIV/0! | #DIV/0! | #DIV/0! | #DIV/0! | #DIV/0! | #DIV/0! | #DIV/0! | #DIV/0! | #DIV/0! | 0 | 0 | #DIV/0! | #DIV/0! | #DIV/0! | #DIV/0! | #DIV/0! | #DIV/0! | #DIV/0! | #DIV/0! | #DIV/0! | #DIV/0! | #DIV/0! | #DIV/0! | #DIV/0! | #DIV/0! | #DIV/0! | #DIV/0! | #DIV/0! | #DIV/0! | #DIV/0! | #DIV/0! | #DIV/0! | #DIV/0! | #DIV/0! | #DIV/0! | #DIV/0! | #DIV/0! | 4 | 2 | 1 | 0 | 0 | 0 | 0 | 0 | #N/A | #N/A | #N/A | #N/A | #N/A | #N/A | #N/A | #N/A | #N/A | #N/A | #N/A | #N/A | #N/A | #N/A | #N/A | #N/A | #DIV/0! | #DIV/0! | #DIV/0! | #DIV/0! | #DIV/0! | #DIV/0! | #DIV/0! | #DIV/0! | #DIV/0! | #DIV/0! | #DIV/0! | #DIV/0! | #DIV/0! | #DIV/0! | #DIV/0! | #DIV/0! | #DIV/0! | #DIV/0! | #DIV/0! | #DIV/0! | #DIV/0! | #DIV/0! | #DIV/0! | #DIV/0! | #DIV/0! | #DIV/0! | #DIV/0! | #DIV/0! | #DIV/0! | #DIV/0! | #DIV/0! | #DIV/0! | #DIV/0! | #DIV/0! | #DIV/0! | #DIV/0!
0 | 0 | 0 | 0 | #DIV/0! | #DIV/0! | #DIV/0! | #DIV/0! | #DIV/0! | #DIV/0! | #DIV/0! | #DIV/0! | #DIV/0! | #DIV/0! | #DIV/0! | #DIV/0! | #DIV/0! | #DIV/0! | #DIV/0! | #DIV/0! | 0 | 0 | #DIV/0! | #DIV/0! | #DIV/0! | #DIV/0! | #DIV/0! | #DIV/0! | #DIV/0! | #DIV/0! | #DIV/0! | #DIV/0! | #DIV/0! | #DIV/0! | #DIV/0! | #DIV/0! | #DIV/0! | #DIV/0! | #DIV/0! | #DIV/0! | #DIV/0! | #DIV/0! | #DIV/0! | #DIV/0! | #DIV/0! | #DIV/0! | #DIV/0! | #DIV/0! | 4 | 2 | 1 | 0 | 0 | 0 | 0 | 0 | #N/A | #N/A | #N/A | #N/A | #N/A | #N/A | #N/A | #N/A | #N/A | #N/A | #N/A | #N/A | #N/A | #N/A | #N/A | #N/A | #DIV/0! | #DIV/0! | #DIV/0! | #DIV/0! | #DIV/0! | #DIV/0! | #DIV/0! | #DIV/0! | #DIV/0! | #DIV/0! | #DIV/0! | #DIV/0! | #DIV/0! | #DIV/0! | #DIV/0! | #DIV/0! | #DIV/0! | #DIV/0! | #DIV/0! | #DIV/0! | #DIV/0! | #DIV/0! | #DIV/0! | #DIV/0! | #DIV/0! | #DIV/0! | #DIV/0! | #DIV/0! | #DIV/0! | #DIV/0! | #DIV/0! | #DIV/0! | #DIV/0! | #DIV/0! | #DIV/0! | #DIV/0!
0 | 0 | 0 | 0 | #DIV/0! | #DIV/0! | #DIV/0! | #DIV/0! | #DIV/0! | #DIV/0! | #DIV/0! | #DIV/0! | #DIV/0! | #DIV/0! | #DIV/0! | #DIV/0! | #DIV/0! | #DIV/0! | #DIV/0! | #DIV/0! | 0 | 0 | #DIV/0! | #DIV/0! | #DIV/0! | #DIV/0! | #DIV/0! | #DIV/0! | #DIV/0! | #DIV/0! | #DIV/0! | #DIV/0! | #DIV/0! | #DIV/0! | #DIV/0! | #DIV/0! | #DIV/0! | #DIV/0! | #DIV/0! | #DIV/0! | #DIV/0! | #DIV/0! | #DIV/0! | #DIV/0! | #DIV/0! | #DIV/0! | #DIV/0! | #DIV/0! | 4 | 2 | 1 | 0 | 0 | 0 | 0 | 0 | #N/A | #N/A | #N/A | #N/A | #N/A | #N/A | #N/A | #N/A | #N/A | #N/A | #N/A | #N/A | #N/A | #N/A | #N/A | #N/A | #DIV/0! | #DIV/0! | #DIV/0! | #DIV/0! | #DIV/0! | #DIV/0! | #DIV/0! | #DIV/0! | #DIV/0! | #DIV/0! | #DIV/0! | #DIV/0! | #DIV/0! | #DIV/0! | #DIV/0! | #DIV/0! | #DIV/0! | #DIV/0! | #DIV/0! | #DIV/0! | #DIV/0! | #DIV/0! | #DIV/0! | #DIV/0! | #DIV/0! | #DIV/0! | #DIV/0! | #DIV/0! | #DIV/0! | #DIV/0! | #DIV/0! | #DIV/0! | #DIV/0! | #DIV/0! | #DIV/0! | #DIV/0!
0 | 0 | 0 | 0 | #DIV/0! | #DIV/0! | #DIV/0! | #DIV/0! | #DIV/0! | #DIV/0! | #DIV/0! | #DIV/0! | #DIV/0! | #DIV/0! | #DIV/0! | #DIV/0! | #DIV/0! | #DIV/0! | #DIV/0! | #DIV/0! | 0 | 0 | #DIV/0! | #DIV/0! | #DIV/0! | #DIV/0! | #DIV/0! | #DIV/0! | #DIV/0! | #DIV/0! | #DIV/0! | #DIV/0! | #DIV/0! | #DIV/0! | #DIV/0! | #DIV/0! | #DIV/0! | #DIV/0! | #DIV/0! | #DIV/0! | #DIV/0! | #DIV/0! | #DIV/0! | #DIV/0! | #DIV/0! | #DIV/0! | #DIV/0! | #DIV/0! | 4 | 2 | 1 | 0 | 0 | 0 | 0 | 0 | #N/A | #N/A | #N/A | #N/A | #N/A | #N/A | #N/A | #N/A | #N/A | #N/A | #N/A | #N/A | #N/A | #N/A | #N/A | #N/A | #DIV/0! | #DIV/0! | #DIV/0! | #DIV/0! | #DIV/0! | #DIV/0! | #DIV/0! | #DIV/0! | #DIV/0! | #DIV/0! | #DIV/0! | #DIV/0! | #DIV/0! | #DIV/0! | #DIV/0! | #DIV/0! | #DIV/0! | #DIV/0! | #DIV/0! | #DIV/0! | #DIV/0! | #DIV/0! | #DIV/0! | #DIV/0! | #DIV/0! | #DIV/0! | #DIV/0! | #DIV/0! | #DIV/0! | #DIV/0! | #DIV/0! | #DIV/0! | #DIV/0! | #DIV/0! | #DIV/0! | #DIV/0!
0 | 0 | 0 | 0 | #DIV/0! | #DIV/0! | #DIV/0! | #DIV/0! | #DIV/0! | #DIV/0! | #DIV/0! | #DIV/0! | #DIV/0! | #DIV/0! | #DIV/0! | #DIV/0! | #DIV/0! | #DIV/0! | #DIV/0! | #DIV/0! | 0 | 0 | #DIV/0! | #DIV/0! | #DIV/0! | #DIV/0! | #DIV/0! | #DIV/0! | #DIV/0! | #DIV/0! | #DIV/0! | #DIV/0! | #DIV/0! | #DIV/0! | #DIV/0! | #DIV/0! | #DIV/0! | #DIV/0! | #DIV/0! | #DIV/0! | #DIV/0! | #DIV/0! | #DIV/0! | #DIV/0! | #DIV/0! | #DIV/0! | #DIV/0! | #DIV/0! | 4 | 2 | 1 | 0 | 0 | 0 | 0 | 0 | #N/A | #N/A | #N/A | #N/A | #N/A | #N/A | #N/A | #N/A | #N/A | #N/A | #N/A | #N/A | #N/A | #N/A | #N/A | #N/A | #DIV/0! | #DIV/0! | #DIV/0! | #DIV/0! | #DIV/0! | #DIV/0! | #DIV/0! | #DIV/0! | #DIV/0! | #DIV/0! | #DIV/0! | #DIV/0! | #DIV/0! | #DIV/0! | #DIV/0! | #DIV/0! | #DIV/0! | #DIV/0! | #DIV/0! | #DIV/0! | #DIV/0! | #DIV/0! | #DIV/0! | #DIV/0! | #DIV/0! | #DIV/0! | #DIV/0! | #DIV/0! | #DIV/0! | #DIV/0! | #DIV/0! | #DIV/0! | #DIV/0! | #DIV/0! | #DIV/0! | #DIV/0!
0 | 0 | 0 | 0 | #DIV/0! | #DIV/0! | #DIV/0! | #DIV/0! | #DIV/0! | #DIV/0! | #DIV/0! | #DIV/0! | #DIV/0! | #DIV/0! | #DIV/0! | #DIV/0! | #DIV/0! | #DIV/0! | #DIV/0! | #DIV/0! | 0 | 0 | #DIV/0! | #DIV/0! | #DIV/0! | #DIV/0! | #DIV/0! | #DIV/0! | #DIV/0! | #DIV/0! | #DIV/0! | #DIV/0! | #DIV/0! | #DIV/0! | #DIV/0! | #DIV/0! | #DIV/0! | #DIV/0! | #DIV/0! | #DIV/0! | #DIV/0! | #DIV/0! | #DIV/0! | #DIV/0! | #DIV/0! | #DIV/0! | #DIV/0! | #DIV/0! | 4 | 2 | 1 | 0 | 0 | 0 | 0 | 0 | #N/A | #N/A | #N/A | #N/A | #N/A | #N/A | #N/A | #N/A | #N/A | #N/A | #N/A | #N/A | #N/A | #N/A | #N/A | #N/A | #DIV/0! | #DIV/0! | #DIV/0! | #DIV/0! | #DIV/0! | #DIV/0! | #DIV/0! | #DIV/0! | #DIV/0! | #DIV/0! | #DIV/0! | #DIV/0! | #DIV/0! | #DIV/0! | #DIV/0! | #DIV/0! | #DIV/0! | #DIV/0! | #DIV/0! | #DIV/0! | #DIV/0! | #DIV/0! | #DIV/0! | #DIV/0! | #DIV/0! | #DIV/0! | #DIV/0! | #DIV/0! | #DIV/0! | #DIV/0! | #DIV/0! | #DIV/0! | #DIV/0! | #DIV/0! | #DIV/0! | #DIV/0!
0 | 0 | 0 | 0 | #DIV/0! | #DIV/0! | #DIV/0! | #DIV/0! | #DIV/0! | #DIV/0! | #DIV/0! | #DIV/0! | #DIV/0! | #DIV/0! | #DIV/0! | #DIV/0! | #DIV/0! | #DIV/0! | #DIV/0! | #DIV/0! | 0 | 0 | #DIV/0! | #DIV/0! | #DIV/0! | #DIV/0! | #DIV/0! | #DIV/0! | #DIV/0! | #DIV/0! | #DIV/0! | #DIV/0! | #DIV/0! | #DIV/0! | #DIV/0! | #DIV/0! | #DIV/0! | #DIV/0! | #DIV/0! | #DIV/0! | #DIV/0! | #DIV/0! | #DIV/0! | #DIV/0! | #DIV/0! | #DIV/0! | #DIV/0! | #DIV/0! | 4 | 2 | 1 | 0 | 0 | 0 | 0 | 0 | #N/A | #N/A | #N/A | #N/A | #N/A | #N/A | #N/A | #N/A | #N/A | #N/A | #N/A | #N/A | #N/A | #N/A | #N/A | #N/A | #DIV/0! | #DIV/0! | #DIV/0! | #DIV/0! | #DIV/0! | #DIV/0! | #DIV/0! | #DIV/0! | #DIV/0! | #DIV/0! | #DIV/0! | #DIV/0! | #DIV/0! | #DIV/0! | #DIV/0! | #DIV/0! | #DIV/0! | #DIV/0! | #DIV/0! | #DIV/0! | #DIV/0! | #DIV/0! | #DIV/0! | #DIV/0! | #DIV/0! | #DIV/0! | #DIV/0! | #DIV/0! | #DIV/0! | #DIV/0! | #DIV/0! | #DIV/0! | #DIV/0! | #DIV/0! | #DIV/0! | #DIV/0!
0 | 0 | 0 | 0 | #DIV/0! | #DIV/0! | #DIV/0! | #DIV/0! | #DIV/0! | #DIV/0! | #DIV/0! | #DIV/0! | #DIV/0! | #DIV/0! | #DIV/0! | #DIV/0! | #DIV/0! | #DIV/0! | #DIV/0! | #DIV/0! | 0 | 0 | #DIV/0! | #DIV/0! | #DIV/0! | #DIV/0! | #DIV/0! | #DIV/0! | #DIV/0! | #DIV/0! | #DIV/0! | #DIV/0! | #DIV/0! | #DIV/0! | #DIV/0! | #DIV/0! | #DIV/0! | #DIV/0! | #DIV/0! | #DIV/0! | #DIV/0! | #DIV/0! | #DIV/0! | #DIV/0! | #DIV/0! | #DIV/0! | #DIV/0! | #DIV/0! | 4 | 2 | 1 | 0 | 0 | 0 | 0 | 0 | #N/A | #N/A | #N/A | #N/A | #N/A | #N/A | #N/A | #N/A | #N/A | #N/A | #N/A | #N/A | #N/A | #N/A | #N/A | #N/A | #DIV/0! | #DIV/0! | #DIV/0! | #DIV/0! | #DIV/0! | #DIV/0! | #DIV/0! | #DIV/0! | #DIV/0! | #DIV/0! | #DIV/0! | #DIV/0! | #DIV/0! | #DIV/0! | #DIV/0! | #DIV/0! | #DIV/0! | #DIV/0! | #DIV/0! | #DIV/0! | #DIV/0! | #DIV/0! | #DIV/0! | #DIV/0! | #DIV/0! | #DIV/0! | #DIV/0! | #DIV/0! | #DIV/0! | #DIV/0! | #DIV/0! | #DIV/0! | #DIV/0! | #DIV/0! | #DIV/0! | #DIV/0!
0 | 0 | 0 | 0 | #DIV/0! | #DIV/0! | #DIV/0! | #DIV/0! | #DIV/0! | #DIV/0! | #DIV/0! | #DIV/0! | #DIV/0! | #DIV/0! | #DIV/0! | #DIV/0! | #DIV/0! | #DIV/0! | #DIV/0! | #DIV/0! | 0 | 0 | #DIV/0! | #DIV/0! | #DIV/0! | #DIV/0! | #DIV/0! | #DIV/0! | #DIV/0! | #DIV/0! | #DIV/0! | #DIV/0! | #DIV/0! | #DIV/0! | #DIV/0! | #DIV/0! | #DIV/0! | #DIV/0! | #DIV/0! | #DIV/0! | #DIV/0! | #DIV/0! | #DIV/0! | #DIV/0! | #DIV/0! | #DIV/0! | #DIV/0! | #DIV/0! | 4 | 2 | 1 | 0 | 0 | 0 | 0 | 0 | #N/A | #N/A | #N/A | #N/A | #N/A | #N/A | #N/A | #N/A | #N/A | #N/A | #N/A | #N/A | #N/A | #N/A | #N/A | #N/A | #DIV/0! | #DIV/0! | #DIV/0! | #DIV/0! | #DIV/0! | #DIV/0! | #DIV/0! | #DIV/0! | #DIV/0! | #DIV/0! | #DIV/0! | #DIV/0! | #DIV/0! | #DIV/0! | #DIV/0! | #DIV/0! | #DIV/0! | #DIV/0! | #DIV/0! | #DIV/0! | #DIV/0! | #DIV/0! | #DIV/0! | #DIV/0! | #DIV/0! | #DIV/0! | #DIV/0! | #DIV/0! | #DIV/0! | #DIV/0! | #DIV/0! | #DIV/0! | #DIV/0! | #DIV/0! | #DIV/0! | #DIV/0!
0 | 0 | 0 | 0 | #DIV/0! | #DIV/0! | #DIV/0! | #DIV/0! | #DIV/0! | #DIV/0! | #DIV/0! | #DIV/0! | #DIV/0! | #DIV/0! | #DIV/0! | #DIV/0! | #DIV/0! | #DIV/0! | #DIV/0! | #DIV/0! | 0 | 0 | #DIV/0! | #DIV/0! | #DIV/0! | #DIV/0! | #DIV/0! | #DIV/0! | #DIV/0! | #DIV/0! | #DIV/0! | #DIV/0! | #DIV/0! | #DIV/0! | #DIV/0! | #DIV/0! | #DIV/0! | #DIV/0! | #DIV/0! | #DIV/0! | #DIV/0! | #DIV/0! | #DIV/0! | #DIV/0! | #DIV/0! | #DIV/0! | #DIV/0! | #DIV/0! | 4 | 2 | 1 | 0 | 0 | 0 | 0 | 0 | #N/A | #N/A | #N/A | #N/A | #N/A | #N/A | #N/A | #N/A | #N/A | #N/A | #N/A | #N/A | #N/A | #N/A | #N/A | #N/A | #DIV/0! | #DIV/0! | #DIV/0! | #DIV/0! | #DIV/0! | #DIV/0! | #DIV/0! | #DIV/0! | #DIV/0! | #DIV/0! | #DIV/0! | #DIV/0! | #DIV/0! | #DIV/0! | #DIV/0! | #DIV/0! | #DIV/0! | #DIV/0! | #DIV/0! | #DIV/0! | #DIV/0! | #DIV/0! | #DIV/0! | #DIV/0! | #DIV/0! | #DIV/0! | #DIV/0! | #DIV/0! | #DIV/0! | #DIV/0! | #DIV/0! | #DIV/0! | #DIV/0! | #DIV/0! | #DIV/0! | #DIV/0!
0 | 0 | 0 | 0 | #DIV/0! | #DIV/0! | #DIV/0! | #DIV/0! | #DIV/0! | #DIV/0! | #DIV/0! | #DIV/0! | #DIV/0! | #DIV/0! | #DIV/0! | #DIV/0! | #DIV/0! | #DIV/0! | #DIV/0! | #DIV/0! | 0 | 0 | #DIV/0! | #DIV/0! | #DIV/0! | #DIV/0! | #DIV/0! | #DIV/0! | #DIV/0! | #DIV/0! | #DIV/0! | #DIV/0! | #DIV/0! | #DIV/0! | #DIV/0! | #DIV/0! | #DIV/0! | #DIV/0! | #DIV/0! | #DIV/0! | #DIV/0! | #DIV/0! | #DIV/0! | #DIV/0! | #DIV/0! | #DIV/0! | #DIV/0! | #DIV/0! | 4 | 2 | 1 | 0 | 0 | 0 | 0 | 0 | #N/A | #N/A | #N/A | #N/A | #N/A | #N/A | #N/A | #N/A | #N/A | #N/A | #N/A | #N/A | #N/A | #N/A | #N/A | #N/A | #DIV/0! | #DIV/0! | #DIV/0! | #DIV/0! | #DIV/0! | #DIV/0! | #DIV/0! | #DIV/0! | #DIV/0! | #DIV/0! | #DIV/0! | #DIV/0! | #DIV/0! | #DIV/0! | #DIV/0! | #DIV/0! | #DIV/0! | #DIV/0! | #DIV/0! | #DIV/0! | #DIV/0! | #DIV/0! | #DIV/0! | #DIV/0! | #DIV/0! | #DIV/0! | #DIV/0! | #DIV/0! | #DIV/0! | #DIV/0! | #DIV/0! | #DIV/0! | #DIV/0! | #DIV/0! | #DIV/0! | #DIV/0!
0 | 0 | 0 | 0 | #DIV/0! | #DIV/0! | #DIV/0! | #DIV/0! | #DIV/0! | #DIV/0! | #DIV/0! | #DIV/0! | #DIV/0! | #DIV/0! | #DIV/0! | #DIV/0! | #DIV/0! | #DIV/0! | #DIV/0! | #DIV/0! | 0 | 0 | #DIV/0! | #DIV/0! | #DIV/0! | #DIV/0! | #DIV/0! | #DIV/0! | #DIV/0! | #DIV/0! | #DIV/0! | #DIV/0! | #DIV/0! | #DIV/0! | #DIV/0! | #DIV/0! | #DIV/0! | #DIV/0! | #DIV/0! | #DIV/0! | #DIV/0! | #DIV/0! | #DIV/0! | #DIV/0! | #DIV/0! | #DIV/0! | #DIV/0! | #DIV/0! | 4 | 2 | 1 | 0 | 0 | 0 | 0 | 0 | #N/A | #N/A | #N/A | #N/A | #N/A | #N/A | #N/A | #N/A | #N/A | #N/A | #N/A | #N/A | #N/A | #N/A | #N/A | #N/A | #DIV/0! | #DIV/0! | #DIV/0! | #DIV/0! | #DIV/0! | #DIV/0! | #DIV/0! | #DIV/0! | #DIV/0! | #DIV/0! | #DIV/0! | #DIV/0! | #DIV/0! | #DIV/0! | #DIV/0! | #DIV/0! | #DIV/0! | #DIV/0! | #DIV/0! | #DIV/0! | #DIV/0! | #DIV/0! | #DIV/0! | #DIV/0! | #DIV/0! | #DIV/0! | #DIV/0! | #DIV/0! | #DIV/0! | #DIV/0! | #DIV/0! | #DIV/0! | #DIV/0! | #DIV/0! | #DIV/0! | #DIV/0!
0 | 0 | 0 | 0 | #DIV/0! | #DIV/0! | #DIV/0! | #DIV/0! | #DIV/0! | #DIV/0! | #DIV/0! | #DIV/0! | #DIV/0! | #DIV/0! | #DIV/0! | #DIV/0! | #DIV/0! | #DIV/0! | #DIV/0! | #DIV/0! | 0 | 0 | #DIV/0! | #DIV/0! | #DIV/0! | #DIV/0! | #DIV/0! | #DIV/0! | #DIV/0! | #DIV/0! | #DIV/0! | #DIV/0! | #DIV/0! | #DIV/0! | #DIV/0! | #DIV/0! | #DIV/0! | #DIV/0! | #DIV/0! | #DIV/0! | #DIV/0! | #DIV/0! | #DIV/0! | #DIV/0! | #DIV/0! | #DIV/0! | #DIV/0! | #DIV/0! | 4 | 2 | 1 | 0 | 0 | 0 | 0 | 0 | #N/A | #N/A | #N/A | #N/A | #N/A | #N/A | #N/A | #N/A | #N/A | #N/A | #N/A | #N/A | #N/A | #N/A | #N/A | #N/A | #DIV/0! | #DIV/0! | #DIV/0! | #DIV/0! | #DIV/0! | #DIV/0! | #DIV/0! | #DIV/0! | #DIV/0! | #DIV/0! | #DIV/0! | #DIV/0! | #DIV/0! | #DIV/0! | #DIV/0! | #DIV/0! | #DIV/0! | #DIV/0! | #DIV/0! | #DIV/0! | #DIV/0! | #DIV/0! | #DIV/0! | #DIV/0! | #DIV/0! | #DIV/0! | #DIV/0! | #DIV/0! | #DIV/0! | #DIV/0! | #DIV/0! | #DIV/0! | #DIV/0! | #DIV/0! | #DIV/0! | #DIV/0!
0 | 0 | 0 | 0 | #DIV/0! | #DIV/0! | #DIV/0! | #DIV/0! | #DIV/0! | #DIV/0! | #DIV/0! | #DIV/0! | #DIV/0! | #DIV/0! | #DIV/0! | #DIV/0! | #DIV/0! | #DIV/0! | #DIV/0! | #DIV/0! | 0 | 0 | #DIV/0! | #DIV/0! | #DIV/0! | #DIV/0! | #DIV/0! | #DIV/0! | #DIV/0! | #DIV/0! | #DIV/0! | #DIV/0! | #DIV/0! | #DIV/0! | #DIV/0! | #DIV/0! | #DIV/0! | #DIV/0! | #DIV/0! | #DIV/0! | #DIV/0! | #DIV/0! | #DIV/0! | #DIV/0! | #DIV/0! | #DIV/0! | #DIV/0! | #DIV/0! | 4 | 2 | 1 | 0 | 0 | 0 | 0 | 0 | #N/A | #N/A | #N/A | #N/A | #N/A | #N/A | #N/A | #N/A | #N/A | #N/A | #N/A | #N/A | #N/A | #N/A | #N/A | #N/A | #DIV/0! | #DIV/0! | #DIV/0! | #DIV/0! | #DIV/0! | #DIV/0! | #DIV/0! | #DIV/0! | #DIV/0! | #DIV/0! | #DIV/0! | #DIV/0! | #DIV/0! | #DIV/0! | #DIV/0! | #DIV/0! | #DIV/0! | #DIV/0! | #DIV/0! | #DIV/0! | #DIV/0! | #DIV/0! | #DIV/0! | #DIV/0! | #DIV/0! | #DIV/0! | #DIV/0! | #DIV/0! | #DIV/0! | #DIV/0! | #DIV/0! | #DIV/0! | #DIV/0! | #DIV/0! | #DIV/0! | #DIV/0!
0 | 0 | 0 | 0 | #DIV/0! | #DIV/0! | #DIV/0! | #DIV/0! | #DIV/0! | #DIV/0! | #DIV/0! | #DIV/0! | #DIV/0! | #DIV/0! | #DIV/0! | #DIV/0! | #DIV/0! | #DIV/0! | #DIV/0! | #DIV/0! | 0 | 0 | #DIV/0! | #DIV/0! | #DIV/0! | #DIV/0! | #DIV/0! | #DIV/0! | #DIV/0! | #DIV/0! | #DIV/0! | #DIV/0! | #DIV/0! | #DIV/0! | #DIV/0! | #DIV/0! | #DIV/0! | #DIV/0! | #DIV/0! | #DIV/0! | #DIV/0! | #DIV/0! | #DIV/0! | #DIV/0! | #DIV/0! | #DIV/0! | #DIV/0! | #DIV/0! | 4 | 2 | 1 | 0 | 0 | 0 | 0 | 0 | #N/A | #N/A | #N/A | #N/A | #N/A | #N/A | #N/A | #N/A | #N/A | #N/A | #N/A | #N/A | #N/A | #N/A | #N/A | #N/A | #DIV/0! | #DIV/0! | #DIV/0! | #DIV/0! | #DIV/0! | #DIV/0! | #DIV/0! | #DIV/0! | #DIV/0! | #DIV/0! | #DIV/0! | #DIV/0! | #DIV/0! | #DIV/0! | #DIV/0! | #DIV/0! | #DIV/0! | #DIV/0! | #DIV/0! | #DIV/0! | #DIV/0! | #DIV/0! | #DIV/0! | #DIV/0! | #DIV/0! | #DIV/0! | #DIV/0! | #DIV/0! | #DIV/0! | #DIV/0! | #DIV/0! | #DIV/0! | #DIV/0! | #DIV/0! | #DIV/0! | #DIV/0!
0 | 0 | 0 | 0 | #DIV/0! | #DIV/0! | #DIV/0! | #DIV/0! | #DIV/0! | #DIV/0! | #DIV/0! | #DIV/0! | #DIV/0! | #DIV/0! | #DIV/0! | #DIV/0! | #DIV/0! | #DIV/0! | #DIV/0! | #DIV/0! | 0 | 0 | #DIV/0! | #DIV/0! | #DIV/0! | #DIV/0! | #DIV/0! | #DIV/0! | #DIV/0! | #DIV/0! | #DIV/0! | #DIV/0! | #DIV/0! | #DIV/0! | #DIV/0! | #DIV/0! | #DIV/0! | #DIV/0! | #DIV/0! | #DIV/0! | #DIV/0! | #DIV/0! | #DIV/0! | #DIV/0! | #DIV/0! | #DIV/0! | #DIV/0! | #DIV/0! | 4 | 2 | 1 | 0 | 0 | 0 | 0 | 0 | #N/A | #N/A | #N/A | #N/A | #N/A | #N/A | #N/A | #N/A | #N/A | #N/A | #N/A | #N/A | #N/A | #N/A | #N/A | #N/A | #DIV/0! | #DIV/0! | #DIV/0! | #DIV/0! | #DIV/0! | #DIV/0! | #DIV/0! | #DIV/0! | #DIV/0! | #DIV/0! | #DIV/0! | #DIV/0! | #DIV/0! | #DIV/0! | #DIV/0! | #DIV/0! | #DIV/0! | #DIV/0! | #DIV/0! | #DIV/0! | #DIV/0! | #DIV/0! | #DIV/0! | #DIV/0! | #DIV/0! | #DIV/0! | #DIV/0! | #DIV/0! | #DIV/0! | #DIV/0! | #DIV/0! | #DIV/0! | #DIV/0! | #DIV/0! | #DIV/0! | #DIV/0!
0 | 0 | 0 | 0 | #DIV/0! | #DIV/0! | #DIV/0! | #DIV/0! | #DIV/0! | #DIV/0! | #DIV/0! | #DIV/0! | #DIV/0! | #DIV/0! | #DIV/0! | #DIV/0! | #DIV/0! | #DIV/0! | #DIV/0! | #DIV/0! | 0 | 0 | #DIV/0! | #DIV/0! | #DIV/0! | #DIV/0! | #DIV/0! | #DIV/0! | #DIV/0! | #DIV/0! | #DIV/0! | #DIV/0! | #DIV/0! | #DIV/0! | #DIV/0! | #DIV/0! | #DIV/0! | #DIV/0! | #DIV/0! | #DIV/0! | #DIV/0! | #DIV/0! | #DIV/0! | #DIV/0! | #DIV/0! | #DIV/0! | #DIV/0! | #DIV/0! | 4 | 2 | 1 | 0 | 0 | 0 | 0 | 0 | #N/A | #N/A | #N/A | #N/A | #N/A | #N/A | #N/A | #N/A | #N/A | #N/A | #N/A | #N/A | #N/A | #N/A | #N/A | #N/A | #DIV/0! | #DIV/0! | #DIV/0! | #DIV/0! | #DIV/0! | #DIV/0! | #DIV/0! | #DIV/0! | #DIV/0! | #DIV/0! | #DIV/0! | #DIV/0! | #DIV/0! | #DIV/0! | #DIV/0! | #DIV/0! | #DIV/0! | #DIV/0! | #DIV/0! | #DIV/0! | #DIV/0! | #DIV/0! | #DIV/0! | #DIV/0! | #DIV/0! | #DIV/0! | #DIV/0! | #DIV/0! | #DIV/0! | #DIV/0! | #DIV/0! | #DIV/0! | #DIV/0! | #DIV/0! | #DIV/0! | #DIV/0!
0 | 0 | 0 | 0 | #DIV/0! | #DIV/0! | #DIV/0! | #DIV/0! | #DIV/0! | #DIV/0! | #DIV/0! | #DIV/0! | #DIV/0! | #DIV/0! | #DIV/0! | #DIV/0! | #DIV/0! | #DIV/0! | #DIV/0! | #DIV/0! | 0 | 0 | #DIV/0! | #DIV/0! | #DIV/0! | #DIV/0! | #DIV/0! | #DIV/0! | #DIV/0! | #DIV/0! | #DIV/0! | #DIV/0! | #DIV/0! | #DIV/0! | #DIV/0! | #DIV/0! | #DIV/0! | #DIV/0! | #DIV/0! | #DIV/0! | #DIV/0! | #DIV/0! | #DIV/0! | #DIV/0! | #DIV/0! | #DIV/0! | #DIV/0! | #DIV/0! | 4 | 2 | 1 | 0 | 0 | 0 | 0 | 0 | #N/A | #N/A | #N/A | #N/A | #N/A | #N/A | #N/A | #N/A | #N/A | #N/A | #N/A | #N/A | #N/A | #N/A | #N/A | #N/A | #DIV/0! | #DIV/0! | #DIV/0! | #DIV/0! | #DIV/0! | #DIV/0! | #DIV/0! | #DIV/0! | #DIV/0! | #DIV/0! | #DIV/0! | #DIV/0! | #DIV/0! | #DIV/0! | #DIV/0! | #DIV/0! | #DIV/0! | #DIV/0! | #DIV/0! | #DIV/0! | #DIV/0! | #DIV/0! | #DIV/0! | #DIV/0! | #DIV/0! | #DIV/0! | #DIV/0! | #DIV/0! | #DIV/0! | #DIV/0! | #DIV/0! | #DIV/0! | #DIV/0! | #DIV/0! | #DIV/0! | #DIV/0!
0 | 0 | 0 | 0 | #DIV/0! | #DIV/0! | #DIV/0! | #DIV/0! | #DIV/0! | #DIV/0! | #DIV/0! | #DIV/0! | #DIV/0! | #DIV/0! | #DIV/0! | #DIV/0! | #DIV/0! | #DIV/0! | #DIV/0! | #DIV/0! | 0 | 0 | #DIV/0! | #DIV/0! | #DIV/0! | #DIV/0! | #DIV/0! | #DIV/0! | #DIV/0! | #DIV/0! | #DIV/0! | #DIV/0! | #DIV/0! | #DIV/0! | #DIV/0! | #DIV/0! | #DIV/0! | #DIV/0! | #DIV/0! | #DIV/0! | #DIV/0! | #DIV/0! | #DIV/0! | #DIV/0! | #DIV/0! | #DIV/0! | #DIV/0! | #DIV/0! | 4 | 2 | 1 | 0 | 0 | 0 | 0 | 0 | #N/A | #N/A | #N/A | #N/A | #N/A | #N/A | #N/A | #N/A | #N/A | #N/A | #N/A | #N/A | #N/A | #N/A | #N/A | #N/A | #DIV/0! | #DIV/0! | #DIV/0! | #DIV/0! | #DIV/0! | #DIV/0! | #DIV/0! | #DIV/0! | #DIV/0! | #DIV/0! | #DIV/0! | #DIV/0! | #DIV/0! | #DIV/0! | #DIV/0! | #DIV/0! | #DIV/0! | #DIV/0! | #DIV/0! | #DIV/0! | #DIV/0! | #DIV/0! | #DIV/0! | #DIV/0! | #DIV/0! | #DIV/0! | #DIV/0! | #DIV/0! | #DIV/0! | #DIV/0! | #DIV/0! | #DIV/0! | #DIV/0! | #DIV/0! | #DIV/0! | #DIV/0!
0 | 0 | 0 | 0 | #DIV/0! | #DIV/0! | #DIV/0! | #DIV/0! | #DIV/0! | #DIV/0! | #DIV/0! | #DIV/0! | #DIV/0! | #DIV/0! | #DIV/0! | #DIV/0! | #DIV/0! | #DIV/0! | #DIV/0! | #DIV/0! | 0 | 0 | #DIV/0! | #DIV/0! | #DIV/0! | #DIV/0! | #DIV/0! | #DIV/0! | #DIV/0! | #DIV/0! | #DIV/0! | #DIV/0! | #DIV/0! | #DIV/0! | #DIV/0! | #DIV/0! | #DIV/0! | #DIV/0! | #DIV/0! | #DIV/0! | #DIV/0! | #DIV/0! | #DIV/0! | #DIV/0! | #DIV/0! | #DIV/0! | #DIV/0! | #DIV/0! | 4 | 2 | 1 | 0 | 0 | 0 | 0 | 0 | #N/A | #N/A | #N/A | #N/A | #N/A | #N/A | #N/A | #N/A | #N/A | #N/A | #N/A | #N/A | #N/A | #N/A | #N/A | #N/A | #DIV/0! | #DIV/0! | #DIV/0! | #DIV/0! | #DIV/0! | #DIV/0! | #DIV/0! | #DIV/0! | #DIV/0! | #DIV/0! | #DIV/0! | #DIV/0! | #DIV/0! | #DIV/0! | #DIV/0! | #DIV/0! | #DIV/0! | #DIV/0! | #DIV/0! | #DIV/0! | #DIV/0! | #DIV/0! | #DIV/0! | #DIV/0! | #DIV/0! | #DIV/0! | #DIV/0! | #DIV/0! | #DIV/0! | #DIV/0! | #DIV/0! | #DIV/0! | #DIV/0! | #DIV/0! | #DIV/0! | #DIV/0!
0 | 0 | 0 | 0 | #DIV/0! | #DIV/0! | #DIV/0! | #DIV/0! | #DIV/0! | #DIV/0! | #DIV/0! | #DIV/0! | #DIV/0! | #DIV/0! | #DIV/0! | #DIV/0! | #DIV/0! | #DIV/0! | #DIV/0! | #DIV/0! | 0 | 0 | #DIV/0! | #DIV/0! | #DIV/0! | #DIV/0! | #DIV/0! | #DIV/0! | #DIV/0! | #DIV/0! | #DIV/0! | #DIV/0! | #DIV/0! | #DIV/0! | #DIV/0! | #DIV/0! | #DIV/0! | #DIV/0! | #DIV/0! | #DIV/0! | #DIV/0! | #DIV/0! | #DIV/0! | #DIV/0! | #DIV/0! | #DIV/0! | #DIV/0! | #DIV/0! | 4 | 2 | 1 | 0 | 0 | 0 | 0 | 0 | #N/A | #N/A | #N/A | #N/A | #N/A | #N/A | #N/A | #N/A | #N/A | #N/A | #N/A | #N/A | #N/A | #N/A | #N/A | #N/A | #DIV/0! | #DIV/0! | #DIV/0! | #DIV/0! | #DIV/0! | #DIV/0! | #DIV/0! | #DIV/0! | #DIV/0! | #DIV/0! | #DIV/0! | #DIV/0! | #DIV/0! | #DIV/0! | #DIV/0! | #DIV/0! | #DIV/0! | #DIV/0! | #DIV/0! | #DIV/0! | #DIV/0! | #DIV/0! | #DIV/0! | #DIV/0! | #DIV/0! | #DIV/0! | #DIV/0! | #DIV/0! | #DIV/0! | #DIV/0! | #DIV/0! | #DIV/0! | #DIV/0! | #DIV/0! | #DIV/0! | #DIV/0!
0 | 0 | 0 | 0 | #DIV/0! | #DIV/0! | #DIV/0! | #DIV/0! | #DIV/0! | #DIV/0! | #DIV/0! | #DIV/0! | #DIV/0! | #DIV/0! | #DIV/0! | #DIV/0! | #DIV/0! | #DIV/0! | #DIV/0! | #DIV/0! | 0 | 0 | #DIV/0! | #DIV/0! | #DIV/0! | #DIV/0! | #DIV/0! | #DIV/0! | #DIV/0! | #DIV/0! | #DIV/0! | #DIV/0! | #DIV/0! | #DIV/0! | #DIV/0! | #DIV/0! | #DIV/0! | #DIV/0! | #DIV/0! | #DIV/0! | #DIV/0! | #DIV/0! | #DIV/0! | #DIV/0! | #DIV/0! | #DIV/0! | #DIV/0! | #DIV/0! | 4 | 2 | 1 | 0 | 0 | 0 | 0 | 0 | #N/A | #N/A | #N/A | #N/A | #N/A | #N/A | #N/A | #N/A | #N/A | #N/A | #N/A | #N/A | #N/A | #N/A | #N/A | #N/A | #DIV/0! | #DIV/0! | #DIV/0! | #DIV/0! | #DIV/0! | #DIV/0! | #DIV/0! | #DIV/0! | #DIV/0! | #DIV/0! | #DIV/0! | #DIV/0! | #DIV/0! | #DIV/0! | #DIV/0! | #DIV/0! | #DIV/0! | #DIV/0! | #DIV/0! | #DIV/0! | #DIV/0! | #DIV/0! | #DIV/0! | #DIV/0! | #DIV/0! | #DIV/0! | #DIV/0! | #DIV/0! | #DIV/0! | #DIV/0! | #DIV/0! | #DIV/0! | #DIV/0! | #DIV/0! | #DIV/0! | #DIV/0!
0 | 0 | 0 | 0 | #DIV/0! | #DIV/0! | #DIV/0! | #DIV/0! | #DIV/0! | #DIV/0! | #DIV/0! | #DIV/0! | #DIV/0! | #DIV/0! | #DIV/0! | #DIV/0! | #DIV/0! | #DIV/0! | #DIV/0! | #DIV/0! | 0 | 0 | #DIV/0! | #DIV/0! | #DIV/0! | #DIV/0! | #DIV/0! | #DIV/0! | #DIV/0! | #DIV/0! | #DIV/0! | #DIV/0! | #DIV/0! | #DIV/0! | #DIV/0! | #DIV/0! | #DIV/0! | #DIV/0! | #DIV/0! | #DIV/0! | #DIV/0! | #DIV/0! | #DIV/0! | #DIV/0! | #DIV/0! | #DIV/0! | #DIV/0! | #DIV/0! | 4 | 2 | 1 | 0 | 0 | 0 | 0 | 0 | #N/A | #N/A | #N/A | #N/A | #N/A | #N/A | #N/A | #N/A | #N/A | #N/A | #N/A | #N/A | #N/A | #N/A | #N/A | #N/A | #DIV/0! | #DIV/0! | #DIV/0! | #DIV/0! | #DIV/0! | #DIV/0! | #DIV/0! | #DIV/0! | #DIV/0! | #DIV/0! | #DIV/0! | #DIV/0! | #DIV/0! | #DIV/0! | #DIV/0! | #DIV/0! | #DIV/0! | #DIV/0! | #DIV/0! | #DIV/0! | #DIV/0! | #DIV/0! | #DIV/0! | #DIV/0! | #DIV/0! | #DIV/0! | #DIV/0! | #DIV/0! | #DIV/0! | #DIV/0! | #DIV/0! | #DIV/0! | #DIV/0! | #DIV/0! | #DIV/0! | #DIV/0!
0 | 0 | 0 | 0 | #DIV/0! | #DIV/0! | #DIV/0! | #DIV/0! | #DIV/0! | #DIV/0! | #DIV/0! | #DIV/0! | #DIV/0! | #DIV/0! | #DIV/0! | #DIV/0! | #DIV/0! | #DIV/0! | #DIV/0! | #DIV/0! | 0 | 0 | #DIV/0! | #DIV/0! | #DIV/0! | #DIV/0! | #DIV/0! | #DIV/0! | #DIV/0! | #DIV/0! | #DIV/0! | #DIV/0! | #DIV/0! | #DIV/0! | #DIV/0! | #DIV/0! | #DIV/0! | #DIV/0! | #DIV/0! | #DIV/0! | #DIV/0! | #DIV/0! | #DIV/0! | #DIV/0! | #DIV/0! | #DIV/0! | #DIV/0! | #DIV/0! | 4 | 2 | 1 | 0 | 0 | 0 | 0 | 0 | #N/A | #N/A | #N/A | #N/A | #N/A | #N/A | #N/A | #N/A | #N/A | #N/A | #N/A | #N/A | #N/A | #N/A | #N/A | #N/A | #DIV/0! | #DIV/0! | #DIV/0! | #DIV/0! | #DIV/0! | #DIV/0! | #DIV/0! | #DIV/0! | #DIV/0! | #DIV/0! | #DIV/0! | #DIV/0! | #DIV/0! | #DIV/0! | #DIV/0! | #DIV/0! | #DIV/0! | #DIV/0! | #DIV/0! | #DIV/0! | #DIV/0! | #DIV/0! | #DIV/0! | #DIV/0! | #DIV/0! | #DIV/0! | #DIV/0! | #DIV/0! | #DIV/0! | #DIV/0! | #DIV/0! | #DIV/0! | #DIV/0! | #DIV/0! | #DIV/0! | #DIV/0!
0 | 0 | 0 | 0 | #DIV/0! | #DIV/0! | #DIV/0! | #DIV/0! | #DIV/0! | #DIV/0! | #DIV/0! | #DIV/0! | #DIV/0! | #DIV/0! | #DIV/0! | #DIV/0! | #DIV/0! | #DIV/0! | #DIV/0! | #DIV/0! | 0 | 0 | #DIV/0! | #DIV/0! | #DIV/0! | #DIV/0! | #DIV/0! | #DIV/0! | #DIV/0! | #DIV/0! | #DIV/0! | #DIV/0! | #DIV/0! | #DIV/0! | #DIV/0! | #DIV/0! | #DIV/0! | #DIV/0! | #DIV/0! | #DIV/0! | #DIV/0! | #DIV/0! | #DIV/0! | #DIV/0! | #DIV/0! | #DIV/0! | #DIV/0! | #DIV/0! | 4 | 2 | 1 | 0 | 0 | 0 | 0 | 0 | #N/A | #N/A | #N/A | #N/A | #N/A | #N/A | #N/A | #N/A | #N/A | #N/A | #N/A | #N/A | #N/A | #N/A | #N/A | #N/A | #DIV/0! | #DIV/0! | #DIV/0! | #DIV/0! | #DIV/0! | #DIV/0! | #DIV/0! | #DIV/0! | #DIV/0! | #DIV/0! | #DIV/0! | #DIV/0! | #DIV/0! | #DIV/0! | #DIV/0! | #DIV/0! | #DIV/0! | #DIV/0! | #DIV/0! | #DIV/0! | #DIV/0! | #DIV/0! | #DIV/0! | #DIV/0! | #DIV/0! | #DIV/0! | #DIV/0! | #DIV/0! | #DIV/0! | #DIV/0! | #DIV/0! | #DIV/0! | #DIV/0! | #DIV/0! | #DIV/0! | #DIV/0!
0 | 0 | 0 | 0 | #DIV/0! | #DIV/0! | #DIV/0! | #DIV/0! | #DIV/0! | #DIV/0! | #DIV/0! | #DIV/0! | #DIV/0! | #DIV/0! | #DIV/0! | #DIV/0! | #DIV/0! | #DIV/0! | #DIV/0! | #DIV/0! | 0 | 0 | #DIV/0! | #DIV/0! | #DIV/0! | #DIV/0! | #DIV/0! | #DIV/0! | #DIV/0! | #DIV/0! | #DIV/0! | #DIV/0! | #DIV/0! | #DIV/0! | #DIV/0! | #DIV/0! | #DIV/0! | #DIV/0! | #DIV/0! | #DIV/0! | #DIV/0! | #DIV/0! | #DIV/0! | #DIV/0! | #DIV/0! | #DIV/0! | #DIV/0! | #DIV/0! | 4 | 2 | 1 | 0 | 0 | 0 | 0 | 0 | #N/A | #N/A | #N/A | #N/A | #N/A | #N/A | #N/A | #N/A | #N/A | #N/A | #N/A | #N/A | #N/A | #N/A | #N/A | #N/A | #DIV/0! | #DIV/0! | #DIV/0! | #DIV/0! | #DIV/0! | #DIV/0! | #DIV/0! | #DIV/0! | #DIV/0! | #DIV/0! | #DIV/0! | #DIV/0! | #DIV/0! | #DIV/0! | #DIV/0! | #DIV/0! | #DIV/0! | #DIV/0! | #DIV/0! | #DIV/0! | #DIV/0! | #DIV/0! | #DIV/0! | #DIV/0! | #DIV/0! | #DIV/0! | #DIV/0! | #DIV/0! | #DIV/0! | #DIV/0! | #DIV/0! | #DIV/0! | #DIV/0! | #DIV/0! | #DIV/0! | #DIV/0!
0 | 0 | 0 | 0 | #DIV/0! | #DIV/0! | #DIV/0! | #DIV/0! | #DIV/0! | #DIV/0! | #DIV/0! | #DIV/0! | #DIV/0! | #DIV/0! | #DIV/0! | #DIV/0! | #DIV/0! | #DIV/0! | #DIV/0! | #DIV/0! | 0 | 0 | #DIV/0! | #DIV/0! | #DIV/0! | #DIV/0! | #DIV/0! | #DIV/0! | #DIV/0! | #DIV/0! | #DIV/0! | #DIV/0! | #DIV/0! | #DIV/0! | #DIV/0! | #DIV/0! | #DIV/0! | #DIV/0! | #DIV/0! | #DIV/0! | #DIV/0! | #DIV/0! | #DIV/0! | #DIV/0! | #DIV/0! | #DIV/0! | #DIV/0! | #DIV/0! | 4 | 2 | 1 | 0 | 0 | 0 | 0 | 0 | #N/A | #N/A | #N/A | #N/A | #N/A | #N/A | #N/A | #N/A | #N/A | #N/A | #N/A | #N/A | #N/A | #N/A | #N/A | #N/A | #DIV/0! | #DIV/0! | #DIV/0! | #DIV/0! | #DIV/0! | #DIV/0! | #DIV/0! | #DIV/0! | #DIV/0! | #DIV/0! | #DIV/0! | #DIV/0! | #DIV/0! | #DIV/0! | #DIV/0! | #DIV/0! | #DIV/0! | #DIV/0! | #DIV/0! | #DIV/0! | #DIV/0! | #DIV/0! | #DIV/0! | #DIV/0! | #DIV/0! | #DIV/0! | #DIV/0! | #DIV/0! | #DIV/0! | #DIV/0! | #DIV/0! | #DIV/0! | #DIV/0! | #DIV/0! | #DIV/0! | #DIV/0!
0 | 0 | 0 | 0 | #DIV/0! | #DIV/0! | #DIV/0! | #DIV/0! | #DIV/0! | #DIV/0! | #DIV/0! | #DIV/0! | #DIV/0! | #DIV/0! | #DIV/0! | #DIV/0! | #DIV/0! | #DIV/0! | #DIV/0! | #DIV/0! | 0 | 0 | #DIV/0! | #DIV/0! | #DIV/0! | #DIV/0! | #DIV/0! | #DIV/0! | #DIV/0! | #DIV/0! | #DIV/0! | #DIV/0! | #DIV/0! | #DIV/0! | #DIV/0! | #DIV/0! | #DIV/0! | #DIV/0! | #DIV/0! | #DIV/0! | #DIV/0! | #DIV/0! | #DIV/0! | #DIV/0! | #DIV/0! | #DIV/0! | #DIV/0! | #DIV/0! | 4 | 2 | 1 | 0 | 0 | 0 | 0 | 0 | #N/A | #N/A | #N/A | #N/A | #N/A | #N/A | #N/A | #N/A | #N/A | #N/A | #N/A | #N/A | #N/A | #N/A | #N/A | #N/A | #DIV/0! | #DIV/0! | #DIV/0! | #DIV/0! | #DIV/0! | #DIV/0! | #DIV/0! | #DIV/0! | #DIV/0! | #DIV/0! | #DIV/0! | #DIV/0! | #DIV/0! | #DIV/0! | #DIV/0! | #DIV/0! | #DIV/0! | #DIV/0! | #DIV/0! | #DIV/0! | #DIV/0! | #DIV/0! | #DIV/0! | #DIV/0! | #DIV/0! | #DIV/0! | #DIV/0! | #DIV/0! | #DIV/0! | #DIV/0! | #DIV/0! | #DIV/0! | #DIV/0! | #DIV/0! | #DIV/0! | #DIV/0!
0 | 0 | 0 | 0 | #DIV/0! | #DIV/0! | #DIV/0! | #DIV/0! | #DIV/0! | #DIV/0! | #DIV/0! | #DIV/0! | #DIV/0! | #DIV/0! | #DIV/0! | #DIV/0! | #DIV/0! | #DIV/0! | #DIV/0! | #DIV/0! | 0 | 0 | #DIV/0! | #DIV/0! | #DIV/0! | #DIV/0! | #DIV/0! | #DIV/0! | #DIV/0! | #DIV/0! | #DIV/0! | #DIV/0! | #DIV/0! | #DIV/0! | #DIV/0! | #DIV/0! | #DIV/0! | #DIV/0! | #DIV/0! | #DIV/0! | #DIV/0! | #DIV/0! | #DIV/0! | #DIV/0! | #DIV/0! | #DIV/0! | #DIV/0! | #DIV/0! | 4 | 2 | 1 | 0 | 0 | 0 | 0 | 0 | #N/A | #N/A | #N/A | #N/A | #N/A | #N/A | #N/A | #N/A | #N/A | #N/A | #N/A | #N/A | #N/A | #N/A | #N/A | #N/A | #DIV/0! | #DIV/0! | #DIV/0! | #DIV/0! | #DIV/0! | #DIV/0! | #DIV/0! | #DIV/0! | #DIV/0! | #DIV/0! | #DIV/0! | #DIV/0! | #DIV/0! | #DIV/0! | #DIV/0! | #DIV/0! | #DIV/0! | #DIV/0! | #DIV/0! | #DIV/0! | #DIV/0! | #DIV/0! | #DIV/0! | #DIV/0! | #DIV/0! | #DIV/0! | #DIV/0! | #DIV/0! | #DIV/0! | #DIV/0! | #DIV/0! | #DIV/0! | #DIV/0! | #DIV/0! | #DIV/0! | #DIV/0!
0 | 0 | 0 | 0 | #DIV/0! | #DIV/0! | #DIV/0! | #DIV/0! | #DIV/0! | #DIV/0! | #DIV/0! | #DIV/0! | #DIV/0! | #DIV/0! | #DIV/0! | #DIV/0! | #DIV/0! | #DIV/0! | #DIV/0! | #DIV/0! | 0 | 0 | #DIV/0! | #DIV/0! | #DIV/0! | #DIV/0! | #DIV/0! | #DIV/0! | #DIV/0! | #DIV/0! | #DIV/0! | #DIV/0! | #DIV/0! | #DIV/0! | #DIV/0! | #DIV/0! | #DIV/0! | #DIV/0! | #DIV/0! | #DIV/0! | #DIV/0! | #DIV/0! | #DIV/0! | #DIV/0! | #DIV/0! | #DIV/0! | #DIV/0! | #DIV/0! | 4 | 2 | 1 | 0 | 0 | 0 | 0 | 0 | #N/A | #N/A | #N/A | #N/A | #N/A | #N/A | #N/A | #N/A | #N/A | #N/A | #N/A | #N/A | #N/A | #N/A | #N/A | #N/A | #DIV/0! | #DIV/0! | #DIV/0! | #DIV/0! | #DIV/0! | #DIV/0! | #DIV/0! | #DIV/0! | #DIV/0! | #DIV/0! | #DIV/0! | #DIV/0! | #DIV/0! | #DIV/0! | #DIV/0! | #DIV/0! | #DIV/0! | #DIV/0! | #DIV/0! | #DIV/0! | #DIV/0! | #DIV/0! | #DIV/0! | #DIV/0! | #DIV/0! | #DIV/0! | #DIV/0! | #DIV/0! | #DIV/0! | #DIV/0! | #DIV/0! | #DIV/0! | #DIV/0! | #DIV/0! | #DIV/0! | #DIV/0!
0 | 0 | 0 | 0 | #DIV/0! | #DIV/0! | #DIV/0! | #DIV/0! | #DIV/0! | #DIV/0! | #DIV/0! | #DIV/0! | #DIV/0! | #DIV/0! | #DIV/0! | #DIV/0! | #DIV/0! | #DIV/0! | #DIV/0! | #DIV/0! | 0 | 0 | #DIV/0! | #DIV/0! | #DIV/0! | #DIV/0! | #DIV/0! | #DIV/0! | #DIV/0! | #DIV/0! | #DIV/0! | #DIV/0! | #DIV/0! | #DIV/0! | #DIV/0! | #DIV/0! | #DIV/0! | #DIV/0! | #DIV/0! | #DIV/0! | #DIV/0! | #DIV/0! | #DIV/0! | #DIV/0! | #DIV/0! | #DIV/0! | #DIV/0! | #DIV/0! | 4 | 2 | 1 | 0 | 0 | 0 | 0 | 0 | #N/A | #N/A | #N/A | #N/A | #N/A | #N/A | #N/A | #N/A | #N/A | #N/A | #N/A | #N/A | #N/A | #N/A | #N/A | #N/A | #DIV/0! | #DIV/0! | #DIV/0! | #DIV/0! | #DIV/0! | #DIV/0! | #DIV/0! | #DIV/0! | #DIV/0! | #DIV/0! | #DIV/0! | #DIV/0! | #DIV/0! | #DIV/0! | #DIV/0! | #DIV/0! | #DIV/0! | #DIV/0! | #DIV/0! | #DIV/0! | #DIV/0! | #DIV/0! | #DIV/0! | #DIV/0! | #DIV/0! | #DIV/0! | #DIV/0! | #DIV/0! | #DIV/0! | #DIV/0! | #DIV/0! | #DIV/0! | #DIV/0! | #DIV/0! | #DIV/0! | #DIV/0!
0 | 0 | 0 | 0 | #DIV/0! | #DIV/0! | #DIV/0! | #DIV/0! | #DIV/0! | #DIV/0! | #DIV/0! | #DIV/0! | #DIV/0! | #DIV/0! | #DIV/0! | #DIV/0! | #DIV/0! | #DIV/0! | #DIV/0! | #DIV/0! | 0 | 0 | #DIV/0! | #DIV/0! | #DIV/0! | #DIV/0! | #DIV/0! | #DIV/0! | #DIV/0! | #DIV/0! | #DIV/0! | #DIV/0! | #DIV/0! | #DIV/0! | #DIV/0! | #DIV/0! | #DIV/0! | #DIV/0! | #DIV/0! | #DIV/0! | #DIV/0! | #DIV/0! | #DIV/0! | #DIV/0! | #DIV/0! | #DIV/0! | #DIV/0! | #DIV/0! | 4 | 2 | 1 | 0 | 0 | 0 | 0 | 0 | #N/A | #N/A | #N/A | #N/A | #N/A | #N/A | #N/A | #N/A | #N/A | #N/A | #N/A | #N/A | #N/A | #N/A | #N/A | #N/A | #DIV/0! | #DIV/0! | #DIV/0! | #DIV/0! | #DIV/0! | #DIV/0! | #DIV/0! | #DIV/0! | #DIV/0! | #DIV/0! | #DIV/0! | #DIV/0! | #DIV/0! | #DIV/0! | #DIV/0! | #DIV/0! | #DIV/0! | #DIV/0! | #DIV/0! | #DIV/0! | #DIV/0! | #DIV/0! | #DIV/0! | #DIV/0! | #DIV/0! | #DIV/0! | #DIV/0! | #DIV/0! | #DIV/0! | #DIV/0! | #DIV/0! | #DIV/0! | #DIV/0! | #DIV/0! | #DIV/0! | #DIV/0!
0 | 0 | 0 | 0 | #DIV/0! | #DIV/0! | #DIV/0! | #DIV/0! | #DIV/0! | #DIV/0! | #DIV/0! | #DIV/0! | #DIV/0! | #DIV/0! | #DIV/0! | #DIV/0! | #DIV/0! | #DIV/0! | #DIV/0! | #DIV/0! | 0 | 0 | #DIV/0! | #DIV/0! | #DIV/0! | #DIV/0! | #DIV/0! | #DIV/0! | #DIV/0! | #DIV/0! | #DIV/0! | #DIV/0! | #DIV/0! | #DIV/0! | #DIV/0! | #DIV/0! | #DIV/0! | #DIV/0! | #DIV/0! | #DIV/0! | #DIV/0! | #DIV/0! | #DIV/0! | #DIV/0! | #DIV/0! | #DIV/0! | #DIV/0! | #DIV/0! | 4 | 2 | 1 | 0 | 0 | 0 | 0 | 0 | #N/A | #N/A | #N/A | #N/A | #N/A | #N/A | #N/A | #N/A | #N/A | #N/A | #N/A | #N/A | #N/A | #N/A | #N/A | #N/A | #DIV/0! | #DIV/0! | #DIV/0! | #DIV/0! | #DIV/0! | #DIV/0! | #DIV/0! | #DIV/0! | #DIV/0! | #DIV/0! | #DIV/0! | #DIV/0! | #DIV/0! | #DIV/0! | #DIV/0! | #DIV/0! | #DIV/0! | #DIV/0! | #DIV/0! | #DIV/0! | #DIV/0! | #DIV/0! | #DIV/0! | #DIV/0! | #DIV/0! | #DIV/0! | #DIV/0! | #DIV/0! | #DIV/0! | #DIV/0! | #DIV/0! | #DIV/0! | #DIV/0! | #DIV/0! | #DIV/0! | #DIV/0!
0 | 0 | 0 | 0 | #DIV/0! | #DIV/0! | #DIV/0! | #DIV/0! | #DIV/0! | #DIV/0! | #DIV/0! | #DIV/0! | #DIV/0! | #DIV/0! | #DIV/0! | #DIV/0! | #DIV/0! | #DIV/0! | #DIV/0! | #DIV/0! | 0 | 0 | #DIV/0! | #DIV/0! | #DIV/0! | #DIV/0! | #DIV/0! | #DIV/0! | #DIV/0! | #DIV/0! | #DIV/0! | #DIV/0! | #DIV/0! | #DIV/0! | #DIV/0! | #DIV/0! | #DIV/0! | #DIV/0! | #DIV/0! | #DIV/0! | #DIV/0! | #DIV/0! | #DIV/0! | #DIV/0! | #DIV/0! | #DIV/0! | #DIV/0! | #DIV/0! | 4 | 2 | 1 | 0 | 0 | 0 | 0 | 0 | #N/A | #N/A | #N/A | #N/A | #N/A | #N/A | #N/A | #N/A | #N/A | #N/A | #N/A | #N/A | #N/A | #N/A | #N/A | #N/A | #DIV/0! | #DIV/0! | #DIV/0! | #DIV/0! | #DIV/0! | #DIV/0! | #DIV/0! | #DIV/0! | #DIV/0! | #DIV/0! | #DIV/0! | #DIV/0! | #DIV/0! | #DIV/0! | #DIV/0! | #DIV/0! | #DIV/0! | #DIV/0! | #DIV/0! | #DIV/0! | #DIV/0! | #DIV/0! | #DIV/0! | #DIV/0! | #DIV/0! | #DIV/0! | #DIV/0! | #DIV/0! | #DIV/0! | #DIV/0! | #DIV/0! | #DIV/0! | #DIV/0! | #DIV/0! | #DIV/0! | #DIV/0!
0 | 0 | 0 | 0 | #DIV/0! | #DIV/0! | #DIV/0! | #DIV/0! | #DIV/0! | #DIV/0! | #DIV/0! | #DIV/0! | #DIV/0! | #DIV/0! | #DIV/0! | #DIV/0! | #DIV/0! | #DIV/0! | #DIV/0! | #DIV/0! | 0 | 0 | #DIV/0! | #DIV/0! | #DIV/0! | #DIV/0! | #DIV/0! | #DIV/0! | #DIV/0! | #DIV/0! | #DIV/0! | #DIV/0! | #DIV/0! | #DIV/0! | #DIV/0! | #DIV/0! | #DIV/0! | #DIV/0! | #DIV/0! | #DIV/0! | #DIV/0! | #DIV/0! | #DIV/0! | #DIV/0! | #DIV/0! | #DIV/0! | #DIV/0! | #DIV/0! | 4 | 2 | 1 | 0 | 0 | 0 | 0 | 0 | #N/A | #N/A | #N/A | #N/A | #N/A | #N/A | #N/A | #N/A | #N/A | #N/A | #N/A | #N/A | #N/A | #N/A | #N/A | #N/A | #DIV/0! | #DIV/0! | #DIV/0! | #DIV/0! | #DIV/0! | #DIV/0! | #DIV/0! | #DIV/0! | #DIV/0! | #DIV/0! | #DIV/0! | #DIV/0! | #DIV/0! | #DIV/0! | #DIV/0! | #DIV/0! | #DIV/0! | #DIV/0! | #DIV/0! | #DIV/0! | #DIV/0! | #DIV/0! | #DIV/0! | #DIV/0! | #DIV/0! | #DIV/0! | #DIV/0! | #DIV/0! | #DIV/0! | #DIV/0! | #DIV/0! | #DIV/0! | #DIV/0! | #DIV/0! | #DIV/0! | #DIV/0!
0 | 0 | 0 | 0 | #DIV/0! | #DIV/0! | #DIV/0! | #DIV/0! | #DIV/0! | #DIV/0! | #DIV/0! | #DIV/0! | #DIV/0! | #DIV/0! | #DIV/0! | #DIV/0! | #DIV/0! | #DIV/0! | #DIV/0! | #DIV/0! | 0 | 0 | #DIV/0! | #DIV/0! | #DIV/0! | #DIV/0! | #DIV/0! | #DIV/0! | #DIV/0! | #DIV/0! | #DIV/0! | #DIV/0! | #DIV/0! | #DIV/0! | #DIV/0! | #DIV/0! | #DIV/0! | #DIV/0! | #DIV/0! | #DIV/0! | #DIV/0! | #DIV/0! | #DIV/0! | #DIV/0! | #DIV/0! | #DIV/0! | #DIV/0! | #DIV/0! | 4 | 2 | 1 | 0 | 0 | 0 | 0 | 0 | #N/A | #N/A | #N/A | #N/A | #N/A | #N/A | #N/A | #N/A | #N/A | #N/A | #N/A | #N/A | #N/A | #N/A | #N/A | #N/A | #DIV/0! | #DIV/0! | #DIV/0! | #DIV/0! | #DIV/0! | #DIV/0! | #DIV/0! | #DIV/0! | #DIV/0! | #DIV/0! | #DIV/0! | #DIV/0! | #DIV/0! | #DIV/0! | #DIV/0! | #DIV/0! | #DIV/0! | #DIV/0! | #DIV/0! | #DIV/0! | #DIV/0! | #DIV/0! | #DIV/0! | #DIV/0! | #DIV/0! | #DIV/0! | #DIV/0! | #DIV/0! | #DIV/0! | #DIV/0! | #DIV/0! | #DIV/0! | #DIV/0! | #DIV/0! | #DIV/0! | #DIV/0!
0 | 0 | 0 | 0 | #DIV/0! | #DIV/0! | #DIV/0! | #DIV/0! | #DIV/0! | #DIV/0! | #DIV/0! | #DIV/0! | #DIV/0! | #DIV/0! | #DIV/0! | #DIV/0! | #DIV/0! | #DIV/0! | #DIV/0! | #DIV/0! | 0 | 0 | #DIV/0! | #DIV/0! | #DIV/0! | #DIV/0! | #DIV/0! | #DIV/0! | #DIV/0! | #DIV/0! | #DIV/0! | #DIV/0! | #DIV/0! | #DIV/0! | #DIV/0! | #DIV/0! | #DIV/0! | #DIV/0! | #DIV/0! | #DIV/0! | #DIV/0! | #DIV/0! | #DIV/0! | #DIV/0! | #DIV/0! | #DIV/0! | #DIV/0! | #DIV/0! | 4 | 2 | 1 | 0 | 0 | 0 | 0 | 0 | #N/A | #N/A | #N/A | #N/A | #N/A | #N/A | #N/A | #N/A | #N/A | #N/A | #N/A | #N/A | #N/A | #N/A | #N/A | #N/A | #DIV/0! | #DIV/0! | #DIV/0! | #DIV/0! | #DIV/0! | #DIV/0! | #DIV/0! | #DIV/0! | #DIV/0! | #DIV/0! | #DIV/0! | #DIV/0! | #DIV/0! | #DIV/0! | #DIV/0! | #DIV/0! | #DIV/0! | #DIV/0! | #DIV/0! | #DIV/0! | #DIV/0! | #DIV/0! | #DIV/0! | #DIV/0! | #DIV/0! | #DIV/0! | #DIV/0! | #DIV/0! | #DIV/0! | #DIV/0! | #DIV/0! | #DIV/0! | #DIV/0! | #DIV/0! | #DIV/0! | #DIV/0!
0 | 0 | 0 | 0 | #DIV/0! | #DIV/0! | #DIV/0! | #DIV/0! | #DIV/0! | #DIV/0! | #DIV/0! | #DIV/0! | #DIV/0! | #DIV/0! | #DIV/0! | #DIV/0! | #DIV/0! | #DIV/0! | #DIV/0! | #DIV/0! | 0 | 0 | #DIV/0! | #DIV/0! | #DIV/0! | #DIV/0! | #DIV/0! | #DIV/0! | #DIV/0! | #DIV/0! | #DIV/0! | #DIV/0! | #DIV/0! | #DIV/0! | #DIV/0! | #DIV/0! | #DIV/0! | #DIV/0! | #DIV/0! | #DIV/0! | #DIV/0! | #DIV/0! | #DIV/0! | #DIV/0! | #DIV/0! | #DIV/0! | #DIV/0! | #DIV/0! | 4 | 2 | 1 | 0 | 0 | 0 | 0 | 0 | #N/A | #N/A | #N/A | #N/A | #N/A | #N/A | #N/A | #N/A | #N/A | #N/A | #N/A | #N/A | #N/A | #N/A | #N/A | #N/A | #DIV/0! | #DIV/0! | #DIV/0! | #DIV/0! | #DIV/0! | #DIV/0! | #DIV/0! | #DIV/0! | #DIV/0! | #DIV/0! | #DIV/0! | #DIV/0! | #DIV/0! | #DIV/0! | #DIV/0! | #DIV/0! | #DIV/0! | #DIV/0! | #DIV/0! | #DIV/0! | #DIV/0! | #DIV/0! | #DIV/0! | #DIV/0! | #DIV/0! | #DIV/0! | #DIV/0! | #DIV/0! | #DIV/0! | #DIV/0! | #DIV/0! | #DIV/0! | #DIV/0! | #DIV/0! | #DIV/0! | #DIV/0!
0 | 0 | 0 | 0 | #DIV/0! | #DIV/0! | #DIV/0! | #DIV/0! | #DIV/0! | #DIV/0! | #DIV/0! | #DIV/0! | #DIV/0! | #DIV/0! | #DIV/0! | #DIV/0! | #DIV/0! | #DIV/0! | #DIV/0! | #DIV/0! | 0 | 0 | #DIV/0! | #DIV/0! | #DIV/0! | #DIV/0! | #DIV/0! | #DIV/0! | #DIV/0! | #DIV/0! | #DIV/0! | #DIV/0! | #DIV/0! | #DIV/0! | #DIV/0! | #DIV/0! | #DIV/0! | #DIV/0! | #DIV/0! | #DIV/0! | #DIV/0! | #DIV/0! | #DIV/0! | #DIV/0! | #DIV/0! | #DIV/0! | #DIV/0! | #DIV/0! | 4 | 2 | 1 | 0 | 0 | 0 | 0 | 0 | #N/A | #N/A | #N/A | #N/A | #N/A | #N/A | #N/A | #N/A | #N/A | #N/A | #N/A | #N/A | #N/A | #N/A | #N/A | #N/A | #DIV/0! | #DIV/0! | #DIV/0! | #DIV/0! | #DIV/0! | #DIV/0! | #DIV/0! | #DIV/0! | #DIV/0! | #DIV/0! | #DIV/0! | #DIV/0! | #DIV/0! | #DIV/0! | #DIV/0! | #DIV/0! | #DIV/0! | #DIV/0! | #DIV/0! | #DIV/0! | #DIV/0! | #DIV/0! | #DIV/0! | #DIV/0! | #DIV/0! | #DIV/0! | #DIV/0! | #DIV/0! | #DIV/0! | #DIV/0! | #DIV/0! | #DIV/0! | #DIV/0! | #DIV/0! | #DIV/0! | #DIV/0!
0 | 0 | 0 | 0 | #DIV/0! | #DIV/0! | #DIV/0! | #DIV/0! | #DIV/0! | #DIV/0! | #DIV/0! | #DIV/0! | #DIV/0! | #DIV/0! | #DIV/0! | #DIV/0! | #DIV/0! | #DIV/0! | #DIV/0! | #DIV/0! | 0 | 0 | #DIV/0! | #DIV/0! | #DIV/0! | #DIV/0! | #DIV/0! | #DIV/0! | #DIV/0! | #DIV/0! | #DIV/0! | #DIV/0! | #DIV/0! | #DIV/0! | #DIV/0! | #DIV/0! | #DIV/0! | #DIV/0! | #DIV/0! | #DIV/0! | #DIV/0! | #DIV/0! | #DIV/0! | #DIV/0! | #DIV/0! | #DIV/0! | #DIV/0! | #DIV/0! | 4 | 2 | 1 | 0 | 0 | 0 | 0 | 0 | #N/A | #N/A | #N/A | #N/A | #N/A | #N/A | #N/A | #N/A | #N/A | #N/A | #N/A | #N/A | #N/A | #N/A | #N/A | #N/A | #DIV/0! | #DIV/0! | #DIV/0! | #DIV/0! | #DIV/0! | #DIV/0! | #DIV/0! | #DIV/0! | #DIV/0! | #DIV/0! | #DIV/0! | #DIV/0! | #DIV/0! | #DIV/0! | #DIV/0! | #DIV/0! | #DIV/0! | #DIV/0! | #DIV/0! | #DIV/0! | #DIV/0! | #DIV/0! | #DIV/0! | #DIV/0! | #DIV/0! | #DIV/0! | #DIV/0! | #DIV/0! | #DIV/0! | #DIV/0! | #DIV/0! | #DIV/0! | #DIV/0! | #DIV/0! | #DIV/0! | #DIV/0!
0 | 0 | 0 | 0 | #DIV/0! | #DIV/0! | #DIV/0! | #DIV/0! | #DIV/0! | #DIV/0! | #DIV/0! | #DIV/0! | #DIV/0! | #DIV/0! | #DIV/0! | #DIV/0! | #DIV/0! | #DIV/0! | #DIV/0! | #DIV/0! | 0 | 0 | #DIV/0! | #DIV/0! | #DIV/0! | #DIV/0! | #DIV/0! | #DIV/0! | #DIV/0! | #DIV/0! | #DIV/0! | #DIV/0! | #DIV/0! | #DIV/0! | #DIV/0! | #DIV/0! | #DIV/0! | #DIV/0! | #DIV/0! | #DIV/0! | #DIV/0! | #DIV/0! | #DIV/0! | #DIV/0! | #DIV/0! | #DIV/0! | #DIV/0! | #DIV/0! | 4 | 2 | 1 | 0 | 0 | 0 | 0 | 0 | #N/A | #N/A | #N/A | #N/A | #N/A | #N/A | #N/A | #N/A | #N/A | #N/A | #N/A | #N/A | #N/A | #N/A | #N/A | #N/A | #DIV/0! | #DIV/0! | #DIV/0! | #DIV/0! | #DIV/0! | #DIV/0! | #DIV/0! | #DIV/0! | #DIV/0! | #DIV/0! | #DIV/0! | #DIV/0! | #DIV/0! | #DIV/0! | #DIV/0! | #DIV/0! | #DIV/0! | #DIV/0! | #DIV/0! | #DIV/0! | #DIV/0! | #DIV/0! | #DIV/0! | #DIV/0! | #DIV/0! | #DIV/0! | #DIV/0! | #DIV/0! | #DIV/0! | #DIV/0! | #DIV/0! | #DIV/0! | #DIV/0! | #DIV/0! | #DIV/0! | #DIV/0!
0 | 0 | 0 | 0 | #DIV/0! | #DIV/0! | #DIV/0! | #DIV/0! | #DIV/0! | #DIV/0! | #DIV/0! | #DIV/0! | #DIV/0! | #DIV/0! | #DIV/0! | #DIV/0! | #DIV/0! | #DIV/0! | #DIV/0! | #DIV/0! | 0 | 0 | #DIV/0! | #DIV/0! | #DIV/0! | #DIV/0! | #DIV/0! | #DIV/0! | #DIV/0! | #DIV/0! | #DIV/0! | #DIV/0! | #DIV/0! | #DIV/0! | #DIV/0! | #DIV/0! | #DIV/0! | #DIV/0! | #DIV/0! | #DIV/0! | #DIV/0! | #DIV/0! | #DIV/0! | #DIV/0! | #DIV/0! | #DIV/0! | #DIV/0! | #DIV/0! | 4 | 2 | 1 | 0 | 0 | 0 | 0 | 0 | #N/A | #N/A | #N/A | #N/A | #N/A | #N/A | #N/A | #N/A | #N/A | #N/A | #N/A | #N/A | #N/A | #N/A | #N/A | #N/A | #DIV/0! | #DIV/0! | #DIV/0! | #DIV/0! | #DIV/0! | #DIV/0! | #DIV/0! | #DIV/0! | #DIV/0! | #DIV/0! | #DIV/0! | #DIV/0! | #DIV/0! | #DIV/0! | #DIV/0! | #DIV/0! | #DIV/0! | #DIV/0! | #DIV/0! | #DIV/0! | #DIV/0! | #DIV/0! | #DIV/0! | #DIV/0! | #DIV/0! | #DIV/0! | #DIV/0! | #DIV/0! | #DIV/0! | #DIV/0! | #DIV/0! | #DIV/0! | #DIV/0! | #DIV/0! | #DIV/0! | #DIV/0!
0 | 0 | 0 | 0 | #DIV/0! | #DIV/0! | #DIV/0! | #DIV/0! | #DIV/0! | #DIV/0! | #DIV/0! | #DIV/0! | #DIV/0! | #DIV/0! | #DIV/0! | #DIV/0! | #DIV/0! | #DIV/0! | #DIV/0! | #DIV/0! | 0 | 0 | #DIV/0! | #DIV/0! | #DIV/0! | #DIV/0! | #DIV/0! | #DIV/0! | #DIV/0! | #DIV/0! | #DIV/0! | #DIV/0! | #DIV/0! | #DIV/0! | #DIV/0! | #DIV/0! | #DIV/0! | #DIV/0! | #DIV/0! | #DIV/0! | #DIV/0! | #DIV/0! | #DIV/0! | #DIV/0! | #DIV/0! | #DIV/0! | #DIV/0! | #DIV/0! | 4 | 2 | 1 | 0 | 0 | 0 | 0 | 0 | #N/A | #N/A | #N/A | #N/A | #N/A | #N/A | #N/A | #N/A | #N/A | #N/A | #N/A | #N/A | #N/A | #N/A | #N/A | #N/A | #DIV/0! | #DIV/0! | #DIV/0! | #DIV/0! | #DIV/0! | #DIV/0! | #DIV/0! | #DIV/0! | #DIV/0! | #DIV/0! | #DIV/0! | #DIV/0! | #DIV/0! | #DIV/0! | #DIV/0! | #DIV/0! | #DIV/0! | #DIV/0! | #DIV/0! | #DIV/0! | #DIV/0! | #DIV/0! | #DIV/0! | #DIV/0! | #DIV/0! | #DIV/0! | #DIV/0! | #DIV/0! | #DIV/0! | #DIV/0! | #DIV/0! | #DIV/0! | #DIV/0! | #DIV/0! | #DIV/0! | #DIV/0!
0 | 0 | 0 | 0 | #DIV/0! | #DIV/0! | #DIV/0! | #DIV/0! | #DIV/0! | #DIV/0! | #DIV/0! | #DIV/0! | #DIV/0! | #DIV/0! | #DIV/0! | #DIV/0! | #DIV/0! | #DIV/0! | #DIV/0! | #DIV/0! | 0 | 0 | #DIV/0! | #DIV/0! | #DIV/0! | #DIV/0! | #DIV/0! | #DIV/0! | #DIV/0! | #DIV/0! | #DIV/0! | #DIV/0! | #DIV/0! | #DIV/0! | #DIV/0! | #DIV/0! | #DIV/0! | #DIV/0! | #DIV/0! | #DIV/0! | #DIV/0! | #DIV/0! | #DIV/0! | #DIV/0! | #DIV/0! | #DIV/0! | #DIV/0! | #DIV/0! | 4 | 2 | 1 | 0 | 0 | 0 | 0 | 0 | #N/A | #N/A | #N/A | #N/A | #N/A | #N/A | #N/A | #N/A | #N/A | #N/A | #N/A | #N/A | #N/A | #N/A | #N/A | #N/A | #DIV/0! | #DIV/0! | #DIV/0! | #DIV/0! | #DIV/0! | #DIV/0! | #DIV/0! | #DIV/0! | #DIV/0! | #DIV/0! | #DIV/0! | #DIV/0! | #DIV/0! | #DIV/0! | #DIV/0! | #DIV/0! | #DIV/0! | #DIV/0! | #DIV/0! | #DIV/0! | #DIV/0! | #DIV/0! | #DIV/0! | #DIV/0! | #DIV/0! | #DIV/0! | #DIV/0! | #DIV/0! | #DIV/0! | #DIV/0! | #DIV/0! | #DIV/0! | #DIV/0! | #DIV/0! | #DIV/0! | #DIV/0!
0 | 0 | 0 | 0 | #DIV/0! | #DIV/0! | #DIV/0! | #DIV/0! | #DIV/0! | #DIV/0! | #DIV/0! | #DIV/0! | #DIV/0! | #DIV/0! | #DIV/0! | #DIV/0! | #DIV/0! | #DIV/0! | #DIV/0! | #DIV/0! | 0 | 0 | #DIV/0! | #DIV/0! | #DIV/0! | #DIV/0! | #DIV/0! | #DIV/0! | #DIV/0! | #DIV/0! | #DIV/0! | #DIV/0! | #DIV/0! | #DIV/0! | #DIV/0! | #DIV/0! | #DIV/0! | #DIV/0! | #DIV/0! | #DIV/0! | #DIV/0! | #DIV/0! | #DIV/0! | #DIV/0! | #DIV/0! | #DIV/0! | #DIV/0! | #DIV/0! | 4 | 2 | 1 | 0 | 0 | 0 | 0 | 0 | #N/A | #N/A | #N/A | #N/A | #N/A | #N/A | #N/A | #N/A | #N/A | #N/A | #N/A | #N/A | #N/A | #N/A | #N/A | #N/A | #DIV/0! | #DIV/0! | #DIV/0! | #DIV/0! | #DIV/0! | #DIV/0! | #DIV/0! | #DIV/0! | #DIV/0! | #DIV/0! | #DIV/0! | #DIV/0! | #DIV/0! | #DIV/0! | #DIV/0! | #DIV/0! | #DIV/0! | #DIV/0! | #DIV/0! | #DIV/0! | #DIV/0! | #DIV/0! | #DIV/0! | #DIV/0! | #DIV/0! | #DIV/0! | #DIV/0! | #DIV/0! | #DIV/0! | #DIV/0! | #DIV/0! | #DIV/0! | #DIV/0! | #DIV/0! | #DIV/0! | #DIV/0!
0 | 0 | 0 | 0 | #DIV/0! | #DIV/0! | #DIV/0! | #DIV/0! | #DIV/0! | #DIV/0! | #DIV/0! | #DIV/0! | #DIV/0! | #DIV/0! | #DIV/0! | #DIV/0! | #DIV/0! | #DIV/0! | #DIV/0! | #DIV/0! | 0 | 0 | #DIV/0! | #DIV/0! | #DIV/0! | #DIV/0! | #DIV/0! | #DIV/0! | #DIV/0! | #DIV/0! | #DIV/0! | #DIV/0! | #DIV/0! | #DIV/0! | #DIV/0! | #DIV/0! | #DIV/0! | #DIV/0! | #DIV/0! | #DIV/0! | #DIV/0! | #DIV/0! | #DIV/0! | #DIV/0! | #DIV/0! | #DIV/0! | #DIV/0! | #DIV/0! | 4 | 2 | 1 | 0 | 0 | 0 | 0 | 0 | #N/A | #N/A | #N/A | #N/A | #N/A | #N/A | #N/A | #N/A | #N/A | #N/A | #N/A | #N/A | #N/A | #N/A | #N/A | #N/A | #DIV/0! | #DIV/0! | #DIV/0! | #DIV/0! | #DIV/0! | #DIV/0! | #DIV/0! | #DIV/0! | #DIV/0! | #DIV/0! | #DIV/0! | #DIV/0! | #DIV/0! | #DIV/0! | #DIV/0! | #DIV/0! | #DIV/0! | #DIV/0! | #DIV/0! | #DIV/0! | #DIV/0! | #DIV/0! | #DIV/0! | #DIV/0! | #DIV/0! | #DIV/0! | #DIV/0! | #DIV/0! | #DIV/0! | #DIV/0! | #DIV/0! | #DIV/0! | #DIV/0! | #DIV/0! | #DIV/0! | #DIV/0!
0 | 0 | 0 | 0 | #DIV/0! | #DIV/0! | #DIV/0! | #DIV/0! | #DIV/0! | #DIV/0! | #DIV/0! | #DIV/0! | #DIV/0! | #DIV/0! | #DIV/0! | #DIV/0! | #DIV/0! | #DIV/0! | #DIV/0! | #DIV/0! | 0 | 0 | #DIV/0! | #DIV/0! | #DIV/0! | #DIV/0! | #DIV/0! | #DIV/0! | #DIV/0! | #DIV/0! | #DIV/0! | #DIV/0! | #DIV/0! | #DIV/0! | #DIV/0! | #DIV/0! | #DIV/0! | #DIV/0! | #DIV/0! | #DIV/0! | #DIV/0! | #DIV/0! | #DIV/0! | #DIV/0! | #DIV/0! | #DIV/0! | #DIV/0! | #DIV/0! | 4 | 2 | 1 | 0 | 0 | 0 | 0 | 0 | #N/A | #N/A | #N/A | #N/A | #N/A | #N/A | #N/A | #N/A | #N/A | #N/A | #N/A | #N/A | #N/A | #N/A | #N/A | #N/A | #DIV/0! | #DIV/0! | #DIV/0! | #DIV/0! | #DIV/0! | #DIV/0! | #DIV/0! | #DIV/0! | #DIV/0! | #DIV/0! | #DIV/0! | #DIV/0! | #DIV/0! | #DIV/0! | #DIV/0! | #DIV/0! | #DIV/0! | #DIV/0! | #DIV/0! | #DIV/0! | #DIV/0! | #DIV/0! | #DIV/0! | #DIV/0! | #DIV/0! | #DIV/0! | #DIV/0! | #DIV/0! | #DIV/0! | #DIV/0! | #DIV/0! | #DIV/0! | #DIV/0! | #DIV/0! | #DIV/0! | #DIV/0!
0 | 0 | 0 | 0 | #DIV/0! | #DIV/0! | #DIV/0! | #DIV/0! | #DIV/0! | #DIV/0! | #DIV/0! | #DIV/0! | #DIV/0! | #DIV/0! | #DIV/0! | #DIV/0! | #DIV/0! | #DIV/0! | #DIV/0! | #DIV/0! | 0 | 0 | #DIV/0! | #DIV/0! | #DIV/0! | #DIV/0! | #DIV/0! | #DIV/0! | #DIV/0! | #DIV/0! | #DIV/0! | #DIV/0! | #DIV/0! | #DIV/0! | #DIV/0! | #DIV/0! | #DIV/0! | #DIV/0! | #DIV/0! | #DIV/0! | #DIV/0! | #DIV/0! | #DIV/0! | #DIV/0! | #DIV/0! | #DIV/0! | #DIV/0! | #DIV/0! | 4 | 2 | 1 | 0 | 0 | 0 | 0 | 0 | #N/A | #N/A | #N/A | #N/A | #N/A | #N/A | #N/A | #N/A | #N/A | #N/A | #N/A | #N/A | #N/A | #N/A | #N/A | #N/A | #DIV/0! | #DIV/0! | #DIV/0! | #DIV/0! | #DIV/0! | #DIV/0! | #DIV/0! | #DIV/0! | #DIV/0! | #DIV/0! | #DIV/0! | #DIV/0! | #DIV/0! | #DIV/0! | #DIV/0! | #DIV/0! | #DIV/0! | #DIV/0! | #DIV/0! | #DIV/0! | #DIV/0! | #DIV/0! | #DIV/0! | #DIV/0! | #DIV/0! | #DIV/0! | #DIV/0! | #DIV/0! | #DIV/0! | #DIV/0! | #DIV/0! | #DIV/0! | #DIV/0! | #DIV/0! | #DIV/0! | #DIV/0!
0 | 0 | 0 | 0 | #DIV/0! | #DIV/0! | #DIV/0! | #DIV/0! | #DIV/0! | #DIV/0! | #DIV/0! | #DIV/0! | #DIV/0! | #DIV/0! | #DIV/0! | #DIV/0! | #DIV/0! | #DIV/0! | #DIV/0! | #DIV/0! | 0 | 0 | #DIV/0! | #DIV/0! | #DIV/0! | #DIV/0! | #DIV/0! | #DIV/0! | #DIV/0! | #DIV/0! | #DIV/0! | #DIV/0! | #DIV/0! | #DIV/0! | #DIV/0! | #DIV/0! | #DIV/0! | #DIV/0! | #DIV/0! | #DIV/0! | #DIV/0! | #DIV/0! | #DIV/0! | #DIV/0! | #DIV/0! | #DIV/0! | #DIV/0! | #DIV/0! | 4 | 2 | 1 | 0 | 0 | 0 | 0 | 0 | #N/A | #N/A | #N/A | #N/A | #N/A | #N/A | #N/A | #N/A | #N/A | #N/A | #N/A | #N/A | #N/A | #N/A | #N/A | #N/A | #DIV/0! | #DIV/0! | #DIV/0! | #DIV/0! | #DIV/0! | #DIV/0! | #DIV/0! | #DIV/0! | #DIV/0! | #DIV/0! | #DIV/0! | #DIV/0! | #DIV/0! | #DIV/0! | #DIV/0! | #DIV/0! | #DIV/0! | #DIV/0! | #DIV/0! | #DIV/0! | #DIV/0! | #DIV/0! | #DIV/0! | #DIV/0! | #DIV/0! | #DIV/0! | #DIV/0! | #DIV/0! | #DIV/0! | #DIV/0! | #DIV/0! | #DIV/0! | #DIV/0! | #DIV/0! | #DIV/0! | #DIV/0!
0 | 0 | 0 | 0 | #DIV/0! | #DIV/0! | #DIV/0! | #DIV/0! | #DIV/0! | #DIV/0! | #DIV/0! | #DIV/0! | #DIV/0! | #DIV/0! | #DIV/0! | #DIV/0! | #DIV/0! | #DIV/0! | #DIV/0! | #DIV/0! | 0 | 0 | #DIV/0! | #DIV/0! | #DIV/0! | #DIV/0! | #DIV/0! | #DIV/0! | #DIV/0! | #DIV/0! | #DIV/0! | #DIV/0! | #DIV/0! | #DIV/0! | #DIV/0! | #DIV/0! | #DIV/0! | #DIV/0! | #DIV/0! | #DIV/0! | #DIV/0! | #DIV/0! | #DIV/0! | #DIV/0! | #DIV/0! | #DIV/0! | #DIV/0! | #DIV/0! | 4 | 2 | 1 | 0 | 0 | 0 | 0 | 0 | #N/A | #N/A | #N/A | #N/A | #N/A | #N/A | #N/A | #N/A | #N/A | #N/A | #N/A | #N/A | #N/A | #N/A | #N/A | #N/A | #DIV/0! | #DIV/0! | #DIV/0! | #DIV/0! | #DIV/0! | #DIV/0! | #DIV/0! | #DIV/0! | #DIV/0! | #DIV/0! | #DIV/0! | #DIV/0! | #DIV/0! | #DIV/0! | #DIV/0! | #DIV/0! | #DIV/0! | #DIV/0! | #DIV/0! | #DIV/0! | #DIV/0! | #DIV/0! | #DIV/0! | #DIV/0! | #DIV/0! | #DIV/0! | #DIV/0! | #DIV/0! | #DIV/0! | #DIV/0! | #DIV/0! | #DIV/0! | #DIV/0! | #DIV/0! | #DIV/0! | #DIV/0!
0 | 0 | 0 | 0 | #DIV/0! | #DIV/0! | #DIV/0! | #DIV/0! | #DIV/0! | #DIV/0! | #DIV/0! | #DIV/0! | #DIV/0! | #DIV/0! | #DIV/0! | #DIV/0! | #DIV/0! | #DIV/0! | #DIV/0! | #DIV/0! | 0 | 0 | #DIV/0! | #DIV/0! | #DIV/0! | #DIV/0! | #DIV/0! | #DIV/0! | #DIV/0! | #DIV/0! | #DIV/0! | #DIV/0! | #DIV/0! | #DIV/0! | #DIV/0! | #DIV/0! | #DIV/0! | #DIV/0! | #DIV/0! | #DIV/0! | #DIV/0! | #DIV/0! | #DIV/0! | #DIV/0! | #DIV/0! | #DIV/0! | #DIV/0! | #DIV/0! | 4 | 2 | 1 | 0 | 0 | 0 | 0 | 0 | #N/A | #N/A | #N/A | #N/A | #N/A | #N/A | #N/A | #N/A | #N/A | #N/A | #N/A | #N/A | #N/A | #N/A | #N/A | #N/A | #DIV/0! | #DIV/0! | #DIV/0! | #DIV/0! | #DIV/0! | #DIV/0! | #DIV/0! | #DIV/0! | #DIV/0! | #DIV/0! | #DIV/0! | #DIV/0! | #DIV/0! | #DIV/0! | #DIV/0! | #DIV/0! | #DIV/0! | #DIV/0! | #DIV/0! | #DIV/0! | #DIV/0! | #DIV/0! | #DIV/0! | #DIV/0! | #DIV/0! | #DIV/0! | #DIV/0! | #DIV/0! | #DIV/0! | #DIV/0! | #DIV/0! | #DIV/0! | #DIV/0! | #DIV/0! | #DIV/0! | #DIV/0!
0 | 0 | 0 | 0 | #DIV/0! | #DIV/0! | #DIV/0! | #DIV/0! | #DIV/0! | #DIV/0! | #DIV/0! | #DIV/0! | #DIV/0! | #DIV/0! | #DIV/0! | #DIV/0! | #DIV/0! | #DIV/0! | #DIV/0! | #DIV/0! | 0 | 0 | #DIV/0! | #DIV/0! | #DIV/0! | #DIV/0! | #DIV/0! | #DIV/0! | #DIV/0! | #DIV/0! | #DIV/0! | #DIV/0! | #DIV/0! | #DIV/0! | #DIV/0! | #DIV/0! | #DIV/0! | #DIV/0! | #DIV/0! | #DIV/0! | #DIV/0! | #DIV/0! | #DIV/0! | #DIV/0! | #DIV/0! | #DIV/0! | #DIV/0! | #DIV/0! | 4 | 2 | 1 | 0 | 0 | 0 | 0 | 0 | #N/A | #N/A | #N/A | #N/A | #N/A | #N/A | #N/A | #N/A | #N/A | #N/A | #N/A | #N/A | #N/A | #N/A | #N/A | #N/A | #DIV/0! | #DIV/0! | #DIV/0! | #DIV/0! | #DIV/0! | #DIV/0! | #DIV/0! | #DIV/0! | #DIV/0! | #DIV/0! | #DIV/0! | #DIV/0! | #DIV/0! | #DIV/0! | #DIV/0! | #DIV/0! | #DIV/0! | #DIV/0! | #DIV/0! | #DIV/0! | #DIV/0! | #DIV/0! | #DIV/0! | #DIV/0! | #DIV/0! | #DIV/0! | #DIV/0! | #DIV/0! | #DIV/0! | #DIV/0! | #DIV/0! | #DIV/0! | #DIV/0! | #DIV/0! | #DIV/0! | #DIV/0!
0 | 0 | 0 | 0 | #DIV/0! | #DIV/0! | #DIV/0! | #DIV/0! | #DIV/0! | #DIV/0! | #DIV/0! | #DIV/0! | #DIV/0! | #DIV/0! | #DIV/0! | #DIV/0! | #DIV/0! | #DIV/0! | #DIV/0! | #DIV/0! | 0 | 0 | #DIV/0! | #DIV/0! | #DIV/0! | #DIV/0! | #DIV/0! | #DIV/0! | #DIV/0! | #DIV/0! | #DIV/0! | #DIV/0! | #DIV/0! | #DIV/0! | #DIV/0! | #DIV/0! | #DIV/0! | #DIV/0! | #DIV/0! | #DIV/0! | #DIV/0! | #DIV/0! | #DIV/0! | #DIV/0! | #DIV/0! | #DIV/0! | #DIV/0! | #DIV/0! | 4 | 2 | 1 | 0 | 0 | 0 | 0 | 0 | #N/A | #N/A | #N/A | #N/A | #N/A | #N/A | #N/A | #N/A | #N/A | #N/A | #N/A | #N/A | #N/A | #N/A | #N/A | #N/A | #DIV/0! | #DIV/0! | #DIV/0! | #DIV/0! | #DIV/0! | #DIV/0! | #DIV/0! | #DIV/0! | #DIV/0! | #DIV/0! | #DIV/0! | #DIV/0! | #DIV/0! | #DIV/0! | #DIV/0! | #DIV/0! | #DIV/0! | #DIV/0! | #DIV/0! | #DIV/0! | #DIV/0! | #DIV/0! | #DIV/0! | #DIV/0! | #DIV/0! | #DIV/0! | #DIV/0! | #DIV/0! | #DIV/0! | #DIV/0! | #DIV/0! | #DIV/0! | #DIV/0! | #DIV/0! | #DIV/0! | #DIV/0!
0 | 0 | 0 | 0 | #DIV/0! | #DIV/0! | #DIV/0! | #DIV/0! | #DIV/0! | #DIV/0! | #DIV/0! | #DIV/0! | #DIV/0! | #DIV/0! | #DIV/0! | #DIV/0! | #DIV/0! | #DIV/0! | #DIV/0! | #DIV/0! | 0 | 0 | #DIV/0! | #DIV/0! | #DIV/0! | #DIV/0! | #DIV/0! | #DIV/0! | #DIV/0! | #DIV/0! | #DIV/0! | #DIV/0! | #DIV/0! | #DIV/0! | #DIV/0! | #DIV/0! | #DIV/0! | #DIV/0! | #DIV/0! | #DIV/0! | #DIV/0! | #DIV/0! | #DIV/0! | #DIV/0! | #DIV/0! | #DIV/0! | #DIV/0! | #DIV/0! | 4 | 2 | 1 | 0 | 0 | 0 | 0 | 0 | #N/A | #N/A | #N/A | #N/A | #N/A | #N/A | #N/A | #N/A | #N/A | #N/A | #N/A | #N/A | #N/A | #N/A | #N/A | #N/A | #DIV/0! | #DIV/0! | #DIV/0! | #DIV/0! | #DIV/0! | #DIV/0! | #DIV/0! | #DIV/0! | #DIV/0! | #DIV/0! | #DIV/0! | #DIV/0! | #DIV/0! | #DIV/0! | #DIV/0! | #DIV/0! | #DIV/0! | #DIV/0! | #DIV/0! | #DIV/0! | #DIV/0! | #DIV/0! | #DIV/0! | #DIV/0! | #DIV/0! | #DIV/0! | #DIV/0! | #DIV/0! | #DIV/0! | #DIV/0! | #DIV/0! | #DIV/0! | #DIV/0! | #DIV/0! | #DIV/0! | #DIV/0!
0 | 0 | 0 | 0 | #DIV/0! | #DIV/0! | #DIV/0! | #DIV/0! | #DIV/0! | #DIV/0! | #DIV/0! | #DIV/0! | #DIV/0! | #DIV/0! | #DIV/0! | #DIV/0! | #DIV/0! | #DIV/0! | #DIV/0! | #DIV/0! | 0 | 0 | #DIV/0! | #DIV/0! | #DIV/0! | #DIV/0! | #DIV/0! | #DIV/0! | #DIV/0! | #DIV/0! | #DIV/0! | #DIV/0! | #DIV/0! | #DIV/0! | #DIV/0! | #DIV/0! | #DIV/0! | #DIV/0! | #DIV/0! | #DIV/0! | #DIV/0! | #DIV/0! | #DIV/0! | #DIV/0! | #DIV/0! | #DIV/0! | #DIV/0! | #DIV/0! | 4 | 2 | 1 | 0 | 0 | 0 | 0 | 0 | #N/A | #N/A | #N/A | #N/A | #N/A | #N/A | #N/A | #N/A | #N/A | #N/A | #N/A | #N/A | #N/A | #N/A | #N/A | #N/A | #DIV/0! | #DIV/0! | #DIV/0! | #DIV/0! | #DIV/0! | #DIV/0! | #DIV/0! | #DIV/0! | #DIV/0! | #DIV/0! | #DIV/0! | #DIV/0! | #DIV/0! | #DIV/0! | #DIV/0! | #DIV/0! | #DIV/0! | #DIV/0! | #DIV/0! | #DIV/0! | #DIV/0! | #DIV/0! | #DIV/0! | #DIV/0! | #DIV/0! | #DIV/0! | #DIV/0! | #DIV/0! | #DIV/0! | #DIV/0! | #DIV/0! | #DIV/0! | #DIV/0! | #DIV/0! | #DIV/0! | #DIV/0!
0 | 0 | 0 | 0 | #DIV/0! | #DIV/0! | #DIV/0! | #DIV/0! | #DIV/0! | #DIV/0! | #DIV/0! | #DIV/0! | #DIV/0! | #DIV/0! | #DIV/0! | #DIV/0! | #DIV/0! | #DIV/0! | #DIV/0! | #DIV/0! | 0 | 0 | #DIV/0! | #DIV/0! | #DIV/0! | #DIV/0! | #DIV/0! | #DIV/0! | #DIV/0! | #DIV/0! | #DIV/0! | #DIV/0! | #DIV/0! | #DIV/0! | #DIV/0! | #DIV/0! | #DIV/0! | #DIV/0! | #DIV/0! | #DIV/0! | #DIV/0! | #DIV/0! | #DIV/0! | #DIV/0! | #DIV/0! | #DIV/0! | #DIV/0! | #DIV/0! | 4 | 2 | 1 | 0 | 0 | 0 | 0 | 0 | #N/A | #N/A | #N/A | #N/A | #N/A | #N/A | #N/A | #N/A | #N/A | #N/A | #N/A | #N/A | #N/A | #N/A | #N/A | #N/A | #DIV/0! | #DIV/0! | #DIV/0! | #DIV/0! | #DIV/0! | #DIV/0! | #DIV/0! | #DIV/0! | #DIV/0! | #DIV/0! | #DIV/0! | #DIV/0! | #DIV/0! | #DIV/0! | #DIV/0! | #DIV/0! | #DIV/0! | #DIV/0! | #DIV/0! | #DIV/0! | #DIV/0! | #DIV/0! | #DIV/0! | #DIV/0! | #DIV/0! | #DIV/0! | #DIV/0! | #DIV/0! | #DIV/0! | #DIV/0! | #DIV/0! | #DIV/0! | #DIV/0! | #DIV/0! | #DIV/0! | #DIV/0!
0 | 0 | 0 | 0 | #DIV/0! | #DIV/0! | #DIV/0! | #DIV/0! | #DIV/0! | #DIV/0! | #DIV/0! | #DIV/0! | #DIV/0! | #DIV/0! | #DIV/0! | #DIV/0! | #DIV/0! | #DIV/0! | #DIV/0! | #DIV/0! | 0 | 0 | #DIV/0! | #DIV/0! | #DIV/0! | #DIV/0! | #DIV/0! | #DIV/0! | #DIV/0! | #DIV/0! | #DIV/0! | #DIV/0! | #DIV/0! | #DIV/0! | #DIV/0! | #DIV/0! | #DIV/0! | #DIV/0! | #DIV/0! | #DIV/0! | #DIV/0! | #DIV/0! | #DIV/0! | #DIV/0! | #DIV/0! | #DIV/0! | #DIV/0! | #DIV/0! | 4 | 2 | 1 | 0 | 0 | 0 | 0 | 0 | #N/A | #N/A | #N/A | #N/A | #N/A | #N/A | #N/A | #N/A | #N/A | #N/A | #N/A | #N/A | #N/A | #N/A | #N/A | #N/A | #DIV/0! | #DIV/0! | #DIV/0! | #DIV/0! | #DIV/0! | #DIV/0! | #DIV/0! | #DIV/0! | #DIV/0! | #DIV/0! | #DIV/0! | #DIV/0! | #DIV/0! | #DIV/0! | #DIV/0! | #DIV/0! | #DIV/0! | #DIV/0! | #DIV/0! | #DIV/0! | #DIV/0! | #DIV/0! | #DIV/0! | #DIV/0! | #DIV/0! | #DIV/0! | #DIV/0! | #DIV/0! | #DIV/0! | #DIV/0! | #DIV/0! | #DIV/0! | #DIV/0! | #DIV/0! | #DIV/0! | #DIV/0!
0 | 0 | 0 | 0 | #DIV/0! | #DIV/0! | #DIV/0! | #DIV/0! | #DIV/0! | #DIV/0! | #DIV/0! | #DIV/0! | #DIV/0! | #DIV/0! | #DIV/0! | #DIV/0! | #DIV/0! | #DIV/0! | #DIV/0! | #DIV/0! | 0 | 0 | #DIV/0! | #DIV/0! | #DIV/0! | #DIV/0! | #DIV/0! | #DIV/0! | #DIV/0! | #DIV/0! | #DIV/0! | #DIV/0! | #DIV/0! | #DIV/0! | #DIV/0! | #DIV/0! | #DIV/0! | #DIV/0! | #DIV/0! | #DIV/0! | #DIV/0! | #DIV/0! | #DIV/0! | #DIV/0! | #DIV/0! | #DIV/0! | #DIV/0! | #DIV/0! | 4 | 2 | 1 | 0 | 0 | 0 | 0 | 0 | #N/A | #N/A | #N/A | #N/A | #N/A | #N/A | #N/A | #N/A | #N/A | #N/A | #N/A | #N/A | #N/A | #N/A | #N/A | #N/A | #DIV/0! | #DIV/0! | #DIV/0! | #DIV/0! | #DIV/0! | #DIV/0! | #DIV/0! | #DIV/0! | #DIV/0! | #DIV/0! | #DIV/0! | #DIV/0! | #DIV/0! | #DIV/0! | #DIV/0! | #DIV/0! | #DIV/0! | #DIV/0! | #DIV/0! | #DIV/0! | #DIV/0! | #DIV/0! | #DIV/0! | #DIV/0! | #DIV/0! | #DIV/0! | #DIV/0! | #DIV/0! | #DIV/0! | #DIV/0! | #DIV/0! | #DIV/0! | #DIV/0! | #DIV/0! | #DIV/0! | #DIV/0!
0 | 0 | 0 | 0 | #DIV/0! | #DIV/0! | #DIV/0! | #DIV/0! | #DIV/0! | #DIV/0! | #DIV/0! | #DIV/0! | #DIV/0! | #DIV/0! | #DIV/0! | #DIV/0! | #DIV/0! | #DIV/0! | #DIV/0! | #DIV/0! | 0 | 0 | #DIV/0! | #DIV/0! | #DIV/0! | #DIV/0! | #DIV/0! | #DIV/0! | #DIV/0! | #DIV/0! | #DIV/0! | #DIV/0! | #DIV/0! | #DIV/0! | #DIV/0! | #DIV/0! | #DIV/0! | #DIV/0! | #DIV/0! | #DIV/0! | #DIV/0! | #DIV/0! | #DIV/0! | #DIV/0! | #DIV/0! | #DIV/0! | #DIV/0! | #DIV/0! | 4 | 2 | 1 | 0 | 0 | 0 | 0 | 0 | #N/A | #N/A | #N/A | #N/A | #N/A | #N/A | #N/A | #N/A | #N/A | #N/A | #N/A | #N/A | #N/A | #N/A | #N/A | #N/A | #DIV/0! | #DIV/0! | #DIV/0! | #DIV/0! | #DIV/0! | #DIV/0! | #DIV/0! | #DIV/0! | #DIV/0! | #DIV/0! | #DIV/0! | #DIV/0! | #DIV/0! | #DIV/0! | #DIV/0! | #DIV/0! | #DIV/0! | #DIV/0! | #DIV/0! | #DIV/0! | #DIV/0! | #DIV/0! | #DIV/0! | #DIV/0! | #DIV/0! | #DIV/0! | #DIV/0! | #DIV/0! | #DIV/0! | #DIV/0! | #DIV/0! | #DIV/0! | #DIV/0! | #DIV/0! | #DIV/0! | #DIV/0!
0 | 0 | 0 | 0 | #DIV/0! | #DIV/0! | #DIV/0! | #DIV/0! | #DIV/0! | #DIV/0! | #DIV/0! | #DIV/0! | #DIV/0! | #DIV/0! | #DIV/0! | #DIV/0! | #DIV/0! | #DIV/0! | #DIV/0! | #DIV/0! | 0 | 0 | #DIV/0! | #DIV/0! | #DIV/0! | #DIV/0! | #DIV/0! | #DIV/0! | #DIV/0! | #DIV/0! | #DIV/0! | #DIV/0! | #DIV/0! | #DIV/0! | #DIV/0! | #DIV/0! | #DIV/0! | #DIV/0! | #DIV/0! | #DIV/0! | #DIV/0! | #DIV/0! | #DIV/0! | #DIV/0! | #DIV/0! | #DIV/0! | #DIV/0! | #DIV/0! | 4 | 2 | 1 | 0 | 0 | 0 | 0 | 0 | #N/A | #N/A | #N/A | #N/A | #N/A | #N/A | #N/A | #N/A | #N/A | #N/A | #N/A | #N/A | #N/A | #N/A | #N/A | #N/A | #DIV/0! | #DIV/0! | #DIV/0! | #DIV/0! | #DIV/0! | #DIV/0! | #DIV/0! | #DIV/0! | #DIV/0! | #DIV/0! | #DIV/0! | #DIV/0! | #DIV/0! | #DIV/0! | #DIV/0! | #DIV/0! | #DIV/0! | #DIV/0! | #DIV/0! | #DIV/0! | #DIV/0! | #DIV/0! | #DIV/0! | #DIV/0! | #DIV/0! | #DIV/0! | #DIV/0! | #DIV/0! | #DIV/0! | #DIV/0! | #DIV/0! | #DIV/0! | #DIV/0! | #DIV/0! | #DIV/0! | #DIV/0!
0 | 0 | 0 | 0 | #DIV/0! | #DIV/0! | #DIV/0! | #DIV/0! | #DIV/0! | #DIV/0! | #DIV/0! | #DIV/0! | #DIV/0! | #DIV/0! | #DIV/0! | #DIV/0! | #DIV/0! | #DIV/0! | #DIV/0! | #DIV/0! | 0 | 0 | #DIV/0! | #DIV/0! | #DIV/0! | #DIV/0! | #DIV/0! | #DIV/0! | #DIV/0! | #DIV/0! | #DIV/0! | #DIV/0! | #DIV/0! | #DIV/0! | #DIV/0! | #DIV/0! | #DIV/0! | #DIV/0! | #DIV/0! | #DIV/0! | #DIV/0! | #DIV/0! | #DIV/0! | #DIV/0! | #DIV/0! | #DIV/0! | #DIV/0! | #DIV/0! | 4 | 2 | 1 | 0 | 0 | 0 | 0 | 0 | #N/A | #N/A | #N/A | #N/A | #N/A | #N/A | #N/A | #N/A | #N/A | #N/A | #N/A | #N/A | #N/A | #N/A | #N/A | #N/A | #DIV/0! | #DIV/0! | #DIV/0! | #DIV/0! | #DIV/0! | #DIV/0! | #DIV/0! | #DIV/0! | #DIV/0! | #DIV/0! | #DIV/0! | #DIV/0! | #DIV/0! | #DIV/0! | #DIV/0! | #DIV/0! | #DIV/0! | #DIV/0! | #DIV/0! | #DIV/0! | #DIV/0! | #DIV/0! | #DIV/0! | #DIV/0! | #DIV/0! | #DIV/0! | #DIV/0! | #DIV/0! | #DIV/0! | #DIV/0! | #DIV/0! | #DIV/0! | #DIV/0! | #DIV/0! | #DIV/0! | #DIV/0!
0 | 0 | 0 | 0 | #DIV/0! | #DIV/0! | #DIV/0! | #DIV/0! | #DIV/0! | #DIV/0! | #DIV/0! | #DIV/0! | #DIV/0! | #DIV/0! | #DIV/0! | #DIV/0! | #DIV/0! | #DIV/0! | #DIV/0! | #DIV/0! | 0 | 0 | #DIV/0! | #DIV/0! | #DIV/0! | #DIV/0! | #DIV/0! | #DIV/0! | #DIV/0! | #DIV/0! | #DIV/0! | #DIV/0! | #DIV/0! | #DIV/0! | #DIV/0! | #DIV/0! | #DIV/0! | #DIV/0! | #DIV/0! | #DIV/0! | #DIV/0! | #DIV/0! | #DIV/0! | #DIV/0! | #DIV/0! | #DIV/0! | #DIV/0! | #DIV/0! | 4 | 2 | 1 | 0 | 0 | 0 | 0 | 0 | #N/A | #N/A | #N/A | #N/A | #N/A | #N/A | #N/A | #N/A | #N/A | #N/A | #N/A | #N/A | #N/A | #N/A | #N/A | #N/A | #DIV/0! | #DIV/0! | #DIV/0! | #DIV/0! | #DIV/0! | #DIV/0! | #DIV/0! | #DIV/0! | #DIV/0! | #DIV/0! | #DIV/0! | #DIV/0! | #DIV/0! | #DIV/0! | #DIV/0! | #DIV/0! | #DIV/0! | #DIV/0! | #DIV/0! | #DIV/0! | #DIV/0! | #DIV/0! | #DIV/0! | #DIV/0! | #DIV/0! | #DIV/0! | #DIV/0! | #DIV/0! | #DIV/0! | #DIV/0! | #DIV/0! | #DIV/0! | #DIV/0! | #DIV/0! | #DIV/0! | #DIV/0!
0 | 0 | 0 | 0 | #DIV/0! | #DIV/0! | #DIV/0! | #DIV/0! | #DIV/0! | #DIV/0! | #DIV/0! | #DIV/0! | #DIV/0! | #DIV/0! | #DIV/0! | #DIV/0! | #DIV/0! | #DIV/0! | #DIV/0! | #DIV/0! | 0 | 0 | #DIV/0! | #DIV/0! | #DIV/0! | #DIV/0! | #DIV/0! | #DIV/0! | #DIV/0! | #DIV/0! | #DIV/0! | #DIV/0! | #DIV/0! | #DIV/0! | #DIV/0! | #DIV/0! | #DIV/0! | #DIV/0! | #DIV/0! | #DIV/0! | #DIV/0! | #DIV/0! | #DIV/0! | #DIV/0! | #DIV/0! | #DIV/0! | #DIV/0! | #DIV/0! | 4 | 2 | 1 | 0 | 0 | 0 | 0 | 0 | #N/A | #N/A | #N/A | #N/A | #N/A | #N/A | #N/A | #N/A | #N/A | #N/A | #N/A | #N/A | #N/A | #N/A | #N/A | #N/A | #DIV/0! | #DIV/0! | #DIV/0! | #DIV/0! | #DIV/0! | #DIV/0! | #DIV/0! | #DIV/0! | #DIV/0! | #DIV/0! | #DIV/0! | #DIV/0! | #DIV/0! | #DIV/0! | #DIV/0! | #DIV/0! | #DIV/0! | #DIV/0! | #DIV/0! | #DIV/0! | #DIV/0! | #DIV/0! | #DIV/0! | #DIV/0! | #DIV/0! | #DIV/0! | #DIV/0! | #DIV/0! | #DIV/0! | #DIV/0! | #DIV/0! | #DIV/0! | #DIV/0! | #DIV/0! | #DIV/0! | #DIV/0!
0 | 0 | 0 | 0 | #DIV/0! | #DIV/0! | #DIV/0! | #DIV/0! | #DIV/0! | #DIV/0! | #DIV/0! | #DIV/0! | #DIV/0! | #DIV/0! | #DIV/0! | #DIV/0! | #DIV/0! | #DIV/0! | #DIV/0! | #DIV/0! | 0 | 0 | #DIV/0! | #DIV/0! | #DIV/0! | #DIV/0! | #DIV/0! | #DIV/0! | #DIV/0! | #DIV/0! | #DIV/0! | #DIV/0! | #DIV/0! | #DIV/0! | #DIV/0! | #DIV/0! | #DIV/0! | #DIV/0! | #DIV/0! | #DIV/0! | #DIV/0! | #DIV/0! | #DIV/0! | #DIV/0! | #DIV/0! | #DIV/0! | #DIV/0! | #DIV/0! | 4 | 2 | 1 | 0 | 0 | 0 | 0 | 0 | #N/A | #N/A | #N/A | #N/A | #N/A | #N/A | #N/A | #N/A | #N/A | #N/A | #N/A | #N/A | #N/A | #N/A | #N/A | #N/A | #DIV/0! | #DIV/0! | #DIV/0! | #DIV/0! | #DIV/0! | #DIV/0! | #DIV/0! | #DIV/0! | #DIV/0! | #DIV/0! | #DIV/0! | #DIV/0! | #DIV/0! | #DIV/0! | #DIV/0! | #DIV/0! | #DIV/0! | #DIV/0! | #DIV/0! | #DIV/0! | #DIV/0! | #DIV/0! | #DIV/0! | #DIV/0! | #DIV/0! | #DIV/0! | #DIV/0! | #DIV/0! | #DIV/0! | #DIV/0! | #DIV/0! | #DIV/0! | #DIV/0! | #DIV/0! | #DIV/0! | #DIV/0!
0 | 0 | 0 | 0 | #DIV/0! | #DIV/0! | #DIV/0! | #DIV/0! | #DIV/0! | #DIV/0! | #DIV/0! | #DIV/0! | #DIV/0! | #DIV/0! | #DIV/0! | #DIV/0! | #DIV/0! | #DIV/0! | #DIV/0! | #DIV/0! | 0 | 0 | #DIV/0! | #DIV/0! | #DIV/0! | #DIV/0! | #DIV/0! | #DIV/0! | #DIV/0! | #DIV/0! | #DIV/0! | #DIV/0! | #DIV/0! | #DIV/0! | #DIV/0! | #DIV/0! | #DIV/0! | #DIV/0! | #DIV/0! | #DIV/0! | #DIV/0! | #DIV/0! | #DIV/0! | #DIV/0! | #DIV/0! | #DIV/0! | #DIV/0! | #DIV/0! | 4 | 2 | 1 | 0 | 0 | 0 | 0 | 0 | #N/A | #N/A | #N/A | #N/A | #N/A | #N/A | #N/A | #N/A | #N/A | #N/A | #N/A | #N/A | #N/A | #N/A | #N/A | #N/A | #DIV/0! | #DIV/0! | #DIV/0! | #DIV/0! | #DIV/0! | #DIV/0! | #DIV/0! | #DIV/0! | #DIV/0! | #DIV/0! | #DIV/0! | #DIV/0! | #DIV/0! | #DIV/0! | #DIV/0! | #DIV/0! | #DIV/0! | #DIV/0! | #DIV/0! | #DIV/0! | #DIV/0! | #DIV/0! | #DIV/0! | #DIV/0! | #DIV/0! | #DIV/0! | #DIV/0! | #DIV/0! | #DIV/0! | #DIV/0! | #DIV/0! | #DIV/0! | #DIV/0! | #DIV/0! | #DIV/0! | #DIV/0!
0 | 0 | 0 | 0 | #DIV/0! | #DIV/0! | #DIV/0! | #DIV/0! | #DIV/0! | #DIV/0! | #DIV/0! | #DIV/0! | #DIV/0! | #DIV/0! | #DIV/0! | #DIV/0! | #DIV/0! | #DIV/0! | #DIV/0! | #DIV/0! | 0 | 0 | #DIV/0! | #DIV/0! | #DIV/0! | #DIV/0! | #DIV/0! | #DIV/0! | #DIV/0! | #DIV/0! | #DIV/0! | #DIV/0! | #DIV/0! | #DIV/0! | #DIV/0! | #DIV/0! | #DIV/0! | #DIV/0! | #DIV/0! | #DIV/0! | #DIV/0! | #DIV/0! | #DIV/0! | #DIV/0! | #DIV/0! | #DIV/0! | #DIV/0! | #DIV/0! | 4 | 2 | 1 | 0 | 0 | 0 | 0 | 0 | #N/A | #N/A | #N/A | #N/A | #N/A | #N/A | #N/A | #N/A | #N/A | #N/A | #N/A | #N/A | #N/A | #N/A | #N/A | #N/A | #DIV/0! | #DIV/0! | #DIV/0! | #DIV/0! | #DIV/0! | #DIV/0! | #DIV/0! | #DIV/0! | #DIV/0! | #DIV/0! | #DIV/0! | #DIV/0! | #DIV/0! | #DIV/0! | #DIV/0! | #DIV/0! | #DIV/0! | #DIV/0! | #DIV/0! | #DIV/0! | #DIV/0! | #DIV/0! | #DIV/0! | #DIV/0! | #DIV/0! | #DIV/0! | #DIV/0! | #DIV/0! | #DIV/0! | #DIV/0! | #DIV/0! | #DIV/0! | #DIV/0! | #DIV/0! | #DIV/0! | #DIV/0!
0 | 0 | 0 | 0 | #DIV/0! | #DIV/0! | #DIV/0! | #DIV/0! | #DIV/0! | #DIV/0! | #DIV/0! | #DIV/0! | #DIV/0! | #DIV/0! | #DIV/0! | #DIV/0! | #DIV/0! | #DIV/0! | #DIV/0! | #DIV/0! | 0 | 0 | #DIV/0! | #DIV/0! | #DIV/0! | #DIV/0! | #DIV/0! | #DIV/0! | #DIV/0! | #DIV/0! | #DIV/0! | #DIV/0! | #DIV/0! | #DIV/0! | #DIV/0! | #DIV/0! | #DIV/0! | #DIV/0! | #DIV/0! | #DIV/0! | #DIV/0! | #DIV/0! | #DIV/0! | #DIV/0! | #DIV/0! | #DIV/0! | #DIV/0! | #DIV/0! | 4 | 2 | 1 | 0 | 0 | 0 | 0 | 0 | #N/A | #N/A | #N/A | #N/A | #N/A | #N/A | #N/A | #N/A | #N/A | #N/A | #N/A | #N/A | #N/A | #N/A | #N/A | #N/A | #DIV/0! | #DIV/0! | #DIV/0! | #DIV/0! | #DIV/0! | #DIV/0! | #DIV/0! | #DIV/0! | #DIV/0! | #DIV/0! | #DIV/0! | #DIV/0! | #DIV/0! | #DIV/0! | #DIV/0! | #DIV/0! | #DIV/0! | #DIV/0! | #DIV/0! | #DIV/0! | #DIV/0! | #DIV/0! | #DIV/0! | #DIV/0! | #DIV/0! | #DIV/0! | #DIV/0! | #DIV/0! | #DIV/0! | #DIV/0! | #DIV/0! | #DIV/0! | #DIV/0! | #DIV/0! | #DIV/0! | #DIV/0!
0 | 0 | 0 | 0 | #DIV/0! | #DIV/0! | #DIV/0! | #DIV/0! | #DIV/0! | #DIV/0! | #DIV/0! | #DIV/0! | #DIV/0! | #DIV/0! | #DIV/0! | #DIV/0! | #DIV/0! | #DIV/0! | #DIV/0! | #DIV/0! | 0 | 0 | #DIV/0! | #DIV/0! | #DIV/0! | #DIV/0! | #DIV/0! | #DIV/0! | #DIV/0! | #DIV/0! | #DIV/0! | #DIV/0! | #DIV/0! | #DIV/0! | #DIV/0! | #DIV/0! | #DIV/0! | #DIV/0! | #DIV/0! | #DIV/0! | #DIV/0! | #DIV/0! | #DIV/0! | #DIV/0! | #DIV/0! | #DIV/0! | #DIV/0! | #DIV/0! | 4 | 2 | 1 | 0 | 0 | 0 | 0 | 0 | #N/A | #N/A | #N/A | #N/A | #N/A | #N/A | #N/A | #N/A | #N/A | #N/A | #N/A | #N/A | #N/A | #N/A | #N/A | #N/A | #DIV/0! | #DIV/0! | #DIV/0! | #DIV/0! | #DIV/0! | #DIV/0! | #DIV/0! | #DIV/0! | #DIV/0! | #DIV/0! | #DIV/0! | #DIV/0! | #DIV/0! | #DIV/0! | #DIV/0! | #DIV/0! | #DIV/0! | #DIV/0! | #DIV/0! | #DIV/0! | #DIV/0! | #DIV/0! | #DIV/0! | #DIV/0! | #DIV/0! | #DIV/0! | #DIV/0! | #DIV/0! | #DIV/0! | #DIV/0! | #DIV/0! | #DIV/0! | #DIV/0! | #DIV/0! | #DIV/0! | #DIV/0!
0 | 0 | 0 | 0 | #DIV/0! | #DIV/0! | #DIV/0! | #DIV/0! | #DIV/0! | #DIV/0! | #DIV/0! | #DIV/0! | #DIV/0! | #DIV/0! | #DIV/0! | #DIV/0! | #DIV/0! | #DIV/0! | #DIV/0! | #DIV/0! | 0 | 0 | #DIV/0! | #DIV/0! | #DIV/0! | #DIV/0! | #DIV/0! | #DIV/0! | #DIV/0! | #DIV/0! | #DIV/0! | #DIV/0! | #DIV/0! | #DIV/0! | #DIV/0! | #DIV/0! | #DIV/0! | #DIV/0! | #DIV/0! | #DIV/0! | #DIV/0! | #DIV/0! | #DIV/0! | #DIV/0! | #DIV/0! | #DIV/0! | #DIV/0! | #DIV/0! | 4 | 2 | 1 | 0 | 0 | 0 | 0 | 0 | #N/A | #N/A | #N/A | #N/A | #N/A | #N/A | #N/A | #N/A | #N/A | #N/A | #N/A | #N/A | #N/A | #N/A | #N/A | #N/A | #DIV/0! | #DIV/0! | #DIV/0! | #DIV/0! | #DIV/0! | #DIV/0! | #DIV/0! | #DIV/0! | #DIV/0! | #DIV/0! | #DIV/0! | #DIV/0! | #DIV/0! | #DIV/0! | #DIV/0! | #DIV/0! | #DIV/0! | #DIV/0! | #DIV/0! | #DIV/0! | #DIV/0! | #DIV/0! | #DIV/0! | #DIV/0! | #DIV/0! | #DIV/0! | #DIV/0! | #DIV/0! | #DIV/0! | #DIV/0! | #DIV/0! | #DIV/0! | #DIV/0! | #DIV/0! | #DIV/0! | #DIV/0!
0 | 0 | 0 | 0 | #DIV/0! | #DIV/0! | #DIV/0! | #DIV/0! | #DIV/0! | #DIV/0! | #DIV/0! | #DIV/0! | #DIV/0! | #DIV/0! | #DIV/0! | #DIV/0! | #DIV/0! | #DIV/0! | #DIV/0! | #DIV/0! | 0 | 0 | #DIV/0! | #DIV/0! | #DIV/0! | #DIV/0! | #DIV/0! | #DIV/0! | #DIV/0! | #DIV/0! | #DIV/0! | #DIV/0! | #DIV/0! | #DIV/0! | #DIV/0! | #DIV/0! | #DIV/0! | #DIV/0! | #DIV/0! | #DIV/0! | #DIV/0! | #DIV/0! | #DIV/0! | #DIV/0! | #DIV/0! | #DIV/0! | #DIV/0! | #DIV/0! | 4 | 2 | 1 | 0 | 0 | 0 | 0 | 0 | #N/A | #N/A | #N/A | #N/A | #N/A | #N/A | #N/A | #N/A | #N/A | #N/A | #N/A | #N/A | #N/A | #N/A | #N/A | #N/A | #DIV/0! | #DIV/0! | #DIV/0! | #DIV/0! | #DIV/0! | #DIV/0! | #DIV/0! | #DIV/0! | #DIV/0! | #DIV/0! | #DIV/0! | #DIV/0! | #DIV/0! | #DIV/0! | #DIV/0! | #DIV/0! | #DIV/0! | #DIV/0! | #DIV/0! | #DIV/0! | #DIV/0! | #DIV/0! | #DIV/0! | #DIV/0! | #DIV/0! | #DIV/0! | #DIV/0! | #DIV/0! | #DIV/0! | #DIV/0! | #DIV/0! | #DIV/0! | #DIV/0! | #DIV/0! | #DIV/0! | #DIV/0!
0 | 0 | 0 | 0 | #DIV/0! | #DIV/0! | #DIV/0! | #DIV/0! | #DIV/0! | #DIV/0! | #DIV/0! | #DIV/0! | #DIV/0! | #DIV/0! | #DIV/0! | #DIV/0! | #DIV/0! | #DIV/0! | #DIV/0! | #DIV/0! | 0 | 0 | #DIV/0! | #DIV/0! | #DIV/0! | #DIV/0! | #DIV/0! | #DIV/0! | #DIV/0! | #DIV/0! | #DIV/0! | #DIV/0! | #DIV/0! | #DIV/0! | #DIV/0! | #DIV/0! | #DIV/0! | #DIV/0! | #DIV/0! | #DIV/0! | #DIV/0! | #DIV/0! | #DIV/0! | #DIV/0! | #DIV/0! | #DIV/0! | #DIV/0! | #DIV/0! | 4 | 2 | 1 | 0 | 0 | 0 | 0 | 0 | #N/A | #N/A | #N/A | #N/A | #N/A | #N/A | #N/A | #N/A | #N/A | #N/A | #N/A | #N/A | #N/A | #N/A | #N/A | #N/A | #DIV/0! | #DIV/0! | #DIV/0! | #DIV/0! | #DIV/0! | #DIV/0! | #DIV/0! | #DIV/0! | #DIV/0! | #DIV/0! | #DIV/0! | #DIV/0! | #DIV/0! | #DIV/0! | #DIV/0! | #DIV/0! | #DIV/0! | #DIV/0! | #DIV/0! | #DIV/0! | #DIV/0! | #DIV/0! | #DIV/0! | #DIV/0! | #DIV/0! | #DIV/0! | #DIV/0! | #DIV/0! | #DIV/0! | #DIV/0! | #DIV/0! | #DIV/0! | #DIV/0! | #DIV/0! | #DIV/0! | #DIV/0!
0 | 0 | 0 | 0 | #DIV/0! | #DIV/0! | #DIV/0! | #DIV/0! | #DIV/0! | #DIV/0! | #DIV/0! | #DIV/0! | #DIV/0! | #DIV/0! | #DIV/0! | #DIV/0! | #DIV/0! | #DIV/0! | #DIV/0! | #DIV/0! | 0 | 0 | #DIV/0! | #DIV/0! | #DIV/0! | #DIV/0! | #DIV/0! | #DIV/0! | #DIV/0! | #DIV/0! | #DIV/0! | #DIV/0! | #DIV/0! | #DIV/0! | #DIV/0! | #DIV/0! | #DIV/0! | #DIV/0! | #DIV/0! | #DIV/0! | #DIV/0! | #DIV/0! | #DIV/0! | #DIV/0! | #DIV/0! | #DIV/0! | #DIV/0! | #DIV/0! | 4 | 2 | 1 | 0 | 0 | 0 | 0 | 0 | #N/A | #N/A | #N/A | #N/A | #N/A | #N/A | #N/A | #N/A | #N/A | #N/A | #N/A | #N/A | #N/A | #N/A | #N/A | #N/A | #DIV/0! | #DIV/0! | #DIV/0! | #DIV/0! | #DIV/0! | #DIV/0! | #DIV/0! | #DIV/0! | #DIV/0! | #DIV/0! | #DIV/0! | #DIV/0! | #DIV/0! | #DIV/0! | #DIV/0! | #DIV/0! | #DIV/0! | #DIV/0! | #DIV/0! | #DIV/0! | #DIV/0! | #DIV/0! | #DIV/0! | #DIV/0! | #DIV/0! | #DIV/0! | #DIV/0! | #DIV/0! | #DIV/0! | #DIV/0! | #DIV/0! | #DIV/0! | #DIV/0! | #DIV/0! | #DIV/0! | #DIV/0!
0 | 0 | 0 | 0 | #DIV/0! | #DIV/0! | #DIV/0! | #DIV/0! | #DIV/0! | #DIV/0! | #DIV/0! | #DIV/0! | #DIV/0! | #DIV/0! | #DIV/0! | #DIV/0! | #DIV/0! | #DIV/0! | #DIV/0! | #DIV/0! | 0 | 0 | #DIV/0! | #DIV/0! | #DIV/0! | #DIV/0! | #DIV/0! | #DIV/0! | #DIV/0! | #DIV/0! | #DIV/0! | #DIV/0! | #DIV/0! | #DIV/0! | #DIV/0! | #DIV/0! | #DIV/0! | #DIV/0! | #DIV/0! | #DIV/0! | #DIV/0! | #DIV/0! | #DIV/0! | #DIV/0! | #DIV/0! | #DIV/0! | #DIV/0! | #DIV/0! | 4 | 2 | 1 | 0 | 0 | 0 | 0 | 0 | #N/A | #N/A | #N/A | #N/A | #N/A | #N/A | #N/A | #N/A | #N/A | #N/A | #N/A | #N/A | #N/A | #N/A | #N/A | #N/A | #DIV/0! | #DIV/0! | #DIV/0! | #DIV/0! | #DIV/0! | #DIV/0! | #DIV/0! | #DIV/0! | #DIV/0! | #DIV/0! | #DIV/0! | #DIV/0! | #DIV/0! | #DIV/0! | #DIV/0! | #DIV/0! | #DIV/0! | #DIV/0! | #DIV/0! | #DIV/0! | #DIV/0! | #DIV/0! | #DIV/0! | #DIV/0! | #DIV/0! | #DIV/0! | #DIV/0! | #DIV/0! | #DIV/0! | #DIV/0! | #DIV/0! | #DIV/0! | #DIV/0! | #DIV/0! | #DIV/0! | #DIV/0!
0 | 0 | 0 | 0 | #DIV/0! | #DIV/0! | #DIV/0! | #DIV/0! | #DIV/0! | #DIV/0! | #DIV/0! | #DIV/0! | #DIV/0! | #DIV/0! | #DIV/0! | #DIV/0! | #DIV/0! | #DIV/0! | #DIV/0! | #DIV/0! | 0 | 0 | #DIV/0! | #DIV/0! | #DIV/0! | #DIV/0! | #DIV/0! | #DIV/0! | #DIV/0! | #DIV/0! | #DIV/0! | #DIV/0! | #DIV/0! | #DIV/0! | #DIV/0! | #DIV/0! | #DIV/0! | #DIV/0! | #DIV/0! | #DIV/0! | #DIV/0! | #DIV/0! | #DIV/0! | #DIV/0! | #DIV/0! | #DIV/0! | #DIV/0! | #DIV/0! | 4 | 2 | 1 | 0 | 0 | 0 | 0 | 0 | #N/A | #N/A | #N/A | #N/A | #N/A | #N/A | #N/A | #N/A | #N/A | #N/A | #N/A | #N/A | #N/A | #N/A | #N/A | #N/A | #DIV/0! | #DIV/0! | #DIV/0! | #DIV/0! | #DIV/0! | #DIV/0! | #DIV/0! | #DIV/0! | #DIV/0! | #DIV/0! | #DIV/0! | #DIV/0! | #DIV/0! | #DIV/0! | #DIV/0! | #DIV/0! | #DIV/0! | #DIV/0! | #DIV/0! | #DIV/0! | #DIV/0! | #DIV/0! | #DIV/0! | #DIV/0! | #DIV/0! | #DIV/0! | #DIV/0! | #DIV/0! | #DIV/0! | #DIV/0! | #DIV/0! | #DIV/0! | #DIV/0! | #DIV/0! | #DIV/0! | #DIV/0!
0 | 0 | 0 | 0 | #DIV/0! | #DIV/0! | #DIV/0! | #DIV/0! | #DIV/0! | #DIV/0! | #DIV/0! | #DIV/0! | #DIV/0! | #DIV/0! | #DIV/0! | #DIV/0! | #DIV/0! | #DIV/0! | #DIV/0! | #DIV/0! | 0 | 0 | #DIV/0! | #DIV/0! | #DIV/0! | #DIV/0! | #DIV/0! | #DIV/0! | #DIV/0! | #DIV/0! | #DIV/0! | #DIV/0! | #DIV/0! | #DIV/0! | #DIV/0! | #DIV/0! | #DIV/0! | #DIV/0! | #DIV/0! | #DIV/0! | #DIV/0! | #DIV/0! | #DIV/0! | #DIV/0! | #DIV/0! | #DIV/0! | #DIV/0! | #DIV/0! | 4 | 2 | 1 | 0 | 0 | 0 | 0 | 0 | #N/A | #N/A | #N/A | #N/A | #N/A | #N/A | #N/A | #N/A | #N/A | #N/A | #N/A | #N/A | #N/A | #N/A | #N/A | #N/A | #DIV/0! | #DIV/0! | #DIV/0! | #DIV/0! | #DIV/0! | #DIV/0! | #DIV/0! | #DIV/0! | #DIV/0! | #DIV/0! | #DIV/0! | #DIV/0! | #DIV/0! | #DIV/0! | #DIV/0! | #DIV/0! | #DIV/0! | #DIV/0! | #DIV/0! | #DIV/0! | #DIV/0! | #DIV/0! | #DIV/0! | #DIV/0! | #DIV/0! | #DIV/0! | #DIV/0! | #DIV/0! | #DIV/0! | #DIV/0! | #DIV/0! | #DIV/0! | #DIV/0! | #DIV/0! | #DIV/0! | #DIV/0!
0 | 0 | 0 | 0 | #DIV/0! | #DIV/0! | #DIV/0! | #DIV/0! | #DIV/0! | #DIV/0! | #DIV/0! | #DIV/0! | #DIV/0! | #DIV/0! | #DIV/0! | #DIV/0! | #DIV/0! | #DIV/0! | #DIV/0! | #DIV/0! | 0 | 0 | #DIV/0! | #DIV/0! | #DIV/0! | #DIV/0! | #DIV/0! | #DIV/0! | #DIV/0! | #DIV/0! | #DIV/0! | #DIV/0! | #DIV/0! | #DIV/0! | #DIV/0! | #DIV/0! | #DIV/0! | #DIV/0! | #DIV/0! | #DIV/0! | #DIV/0! | #DIV/0! | #DIV/0! | #DIV/0! | #DIV/0! | #DIV/0! | #DIV/0! | #DIV/0! | 4 | 2 | 1 | 0 | 0 | 0 | 0 | 0 | #N/A | #N/A | #N/A | #N/A | #N/A | #N/A | #N/A | #N/A | #N/A | #N/A | #N/A | #N/A | #N/A | #N/A | #N/A | #N/A | #DIV/0! | #DIV/0! | #DIV/0! | #DIV/0! | #DIV/0! | #DIV/0! | #DIV/0! | #DIV/0! | #DIV/0! | #DIV/0! | #DIV/0! | #DIV/0! | #DIV/0! | #DIV/0! | #DIV/0! | #DIV/0! | #DIV/0! | #DIV/0! | #DIV/0! | #DIV/0! | #DIV/0! | #DIV/0! | #DIV/0! | #DIV/0! | #DIV/0! | #DIV/0! | #DIV/0! | #DIV/0! | #DIV/0! | #DIV/0! | #DIV/0! | #DIV/0! | #DIV/0! | #DIV/0! | #DIV/0! | #DIV/0!
0 | 0 | 0 | 0 | #DIV/0! | #DIV/0! | #DIV/0! | #DIV/0! | #DIV/0! | #DIV/0! | #DIV/0! | #DIV/0! | #DIV/0! | #DIV/0! | #DIV/0! | #DIV/0! | #DIV/0! | #DIV/0! | #DIV/0! | #DIV/0! | 0 | 0 | #DIV/0! | #DIV/0! | #DIV/0! | #DIV/0! | #DIV/0! | #DIV/0! | #DIV/0! | #DIV/0! | #DIV/0! | #DIV/0! | #DIV/0! | #DIV/0! | #DIV/0! | #DIV/0! | #DIV/0! | #DIV/0! | #DIV/0! | #DIV/0! | #DIV/0! | #DIV/0! | #DIV/0! | #DIV/0! | #DIV/0! | #DIV/0! | #DIV/0! | #DIV/0! | 4 | 2 | 1 | 0 | 0 | 0 | 0 | 0 | #N/A | #N/A | #N/A | #N/A | #N/A | #N/A | #N/A | #N/A | #N/A | #N/A | #N/A | #N/A | #N/A | #N/A | #N/A | #N/A | #DIV/0! | #DIV/0! | #DIV/0! | #DIV/0! | #DIV/0! | #DIV/0! | #DIV/0! | #DIV/0! | #DIV/0! | #DIV/0! | #DIV/0! | #DIV/0! | #DIV/0! | #DIV/0! | #DIV/0! | #DIV/0! | #DIV/0! | #DIV/0! | #DIV/0! | #DIV/0! | #DIV/0! | #DIV/0! | #DIV/0! | #DIV/0! | #DIV/0! | #DIV/0! | #DIV/0! | #DIV/0! | #DIV/0! | #DIV/0! | #DIV/0! | #DIV/0! | #DIV/0! | #DIV/0! | #DIV/0! | #DIV/0!
0 | 0 | 0 | 0 | #DIV/0! | #DIV/0! | #DIV/0! | #DIV/0! | #DIV/0! | #DIV/0! | #DIV/0! | #DIV/0! | #DIV/0! | #DIV/0! | #DIV/0! | #DIV/0! | #DIV/0! | #DIV/0! | #DIV/0! | #DIV/0! | 0 | 0 | #DIV/0! | #DIV/0! | #DIV/0! | #DIV/0! | #DIV/0! | #DIV/0! | #DIV/0! | #DIV/0! | #DIV/0! | #DIV/0! | #DIV/0! | #DIV/0! | #DIV/0! | #DIV/0! | #DIV/0! | #DIV/0! | #DIV/0! | #DIV/0! | #DIV/0! | #DIV/0! | #DIV/0! | #DIV/0! | #DIV/0! | #DIV/0! | #DIV/0! | #DIV/0! | 4 | 2 | 1 | 0 | 0 | 0 | 0 | 0 | #N/A | #N/A | #N/A | #N/A | #N/A | #N/A | #N/A | #N/A | #N/A | #N/A | #N/A | #N/A | #N/A | #N/A | #N/A | #N/A | #DIV/0! | #DIV/0! | #DIV/0! | #DIV/0! | #DIV/0! | #DIV/0! | #DIV/0! | #DIV/0! | #DIV/0! | #DIV/0! | #DIV/0! | #DIV/0! | #DIV/0! | #DIV/0! | #DIV/0! | #DIV/0! | #DIV/0! | #DIV/0! | #DIV/0! | #DIV/0! | #DIV/0! | #DIV/0! | #DIV/0! | #DIV/0! | #DIV/0! | #DIV/0! | #DIV/0! | #DIV/0! | #DIV/0! | #DIV/0! | #DIV/0! | #DIV/0! | #DIV/0! | #DIV/0! | #DIV/0! | #DIV/0!
0 | 0 | 0 | 0 | #DIV/0! | #DIV/0! | #DIV/0! | #DIV/0! | #DIV/0! | #DIV/0! | #DIV/0! | #DIV/0! | #DIV/0! | #DIV/0! | #DIV/0! | #DIV/0! | #DIV/0! | #DIV/0! | #DIV/0! | #DIV/0! | 0 | 0 | #DIV/0! | #DIV/0! | #DIV/0! | #DIV/0! | #DIV/0! | #DIV/0! | #DIV/0! | #DIV/0! | #DIV/0! | #DIV/0! | #DIV/0! | #DIV/0! | #DIV/0! | #DIV/0! | #DIV/0! | #DIV/0! | #DIV/0! | #DIV/0! | #DIV/0! | #DIV/0! | #DIV/0! | #DIV/0! | #DIV/0! | #DIV/0! | #DIV/0! | #DIV/0! | 4 | 2 | 1 | 0 | 0 | 0 | 0 | 0 | #N/A | #N/A | #N/A | #N/A | #N/A | #N/A | #N/A | #N/A | #N/A | #N/A | #N/A | #N/A | #N/A | #N/A | #N/A | #N/A | #DIV/0! | #DIV/0! | #DIV/0! | #DIV/0! | #DIV/0! | #DIV/0! | #DIV/0! | #DIV/0! | #DIV/0! | #DIV/0! | #DIV/0! | #DIV/0! | #DIV/0! | #DIV/0! | #DIV/0! | #DIV/0! | #DIV/0! | #DIV/0! | #DIV/0! | #DIV/0! | #DIV/0! | #DIV/0! | #DIV/0! | #DIV/0! | #DIV/0! | #DIV/0! | #DIV/0! | #DIV/0! | #DIV/0! | #DIV/0! | #DIV/0! | #DIV/0! | #DIV/0! | #DIV/0! | #DIV/0! | #DIV/0!
0 | 0 | 0 | 0 | #DIV/0! | #DIV/0! | #DIV/0! | #DIV/0! | #DIV/0! | #DIV/0! | #DIV/0! | #DIV/0! | #DIV/0! | #DIV/0! | #DIV/0! | #DIV/0! | #DIV/0! | #DIV/0! | #DIV/0! | #DIV/0! | 0 | 0 | #DIV/0! | #DIV/0! | #DIV/0! | #DIV/0! | #DIV/0! | #DIV/0! | #DIV/0! | #DIV/0! | #DIV/0! | #DIV/0! | #DIV/0! | #DIV/0! | #DIV/0! | #DIV/0! | #DIV/0! | #DIV/0! | #DIV/0! | #DIV/0! | #DIV/0! | #DIV/0! | #DIV/0! | #DIV/0! | #DIV/0! | #DIV/0! | #DIV/0! | #DIV/0! | 4 | 2 | 1 | 0 | 0 | 0 | 0 | 0 | #N/A | #N/A | #N/A | #N/A | #N/A | #N/A | #N/A | #N/A | #N/A | #N/A | #N/A | #N/A | #N/A | #N/A | #N/A | #N/A | #DIV/0! | #DIV/0! | #DIV/0! | #DIV/0! | #DIV/0! | #DIV/0! | #DIV/0! | #DIV/0! | #DIV/0! | #DIV/0! | #DIV/0! | #DIV/0! | #DIV/0! | #DIV/0! | #DIV/0! | #DIV/0! | #DIV/0! | #DIV/0! | #DIV/0! | #DIV/0! | #DIV/0! | #DIV/0! | #DIV/0! | #DIV/0! | #DIV/0! | #DIV/0! | #DIV/0! | #DIV/0! | #DIV/0! | #DIV/0! | #DIV/0! | #DIV/0! | #DIV/0! | #DIV/0! | #DIV/0! | #DIV/0!
0 | 0 | 0 | 0 | #DIV/0! | #DIV/0! | #DIV/0! | #DIV/0! | #DIV/0! | #DIV/0! | #DIV/0! | #DIV/0! | #DIV/0! | #DIV/0! | #DIV/0! | #DIV/0! | #DIV/0! | #DIV/0! | #DIV/0! | #DIV/0! | 0 | 0 | #DIV/0! | #DIV/0! | #DIV/0! | #DIV/0! | #DIV/0! | #DIV/0! | #DIV/0! | #DIV/0! | #DIV/0! | #DIV/0! | #DIV/0! | #DIV/0! | #DIV/0! | #DIV/0! | #DIV/0! | #DIV/0! | #DIV/0! | #DIV/0! | #DIV/0! | #DIV/0! | #DIV/0! | #DIV/0! | #DIV/0! | #DIV/0! | #DIV/0! | #DIV/0! | 4 | 2 | 1 | 0 | 0 | 0 | 0 | 0 | #N/A | #N/A | #N/A | #N/A | #N/A | #N/A | #N/A | #N/A | #N/A | #N/A | #N/A | #N/A | #N/A | #N/A | #N/A | #N/A | #DIV/0! | #DIV/0! | #DIV/0! | #DIV/0! | #DIV/0! | #DIV/0! | #DIV/0! | #DIV/0! | #DIV/0! | #DIV/0! | #DIV/0! | #DIV/0! | #DIV/0! | #DIV/0! | #DIV/0! | #DIV/0! | #DIV/0! | #DIV/0! | #DIV/0! | #DIV/0! | #DIV/0! | #DIV/0! | #DIV/0! | #DIV/0! | #DIV/0! | #DIV/0! | #DIV/0! | #DIV/0! | #DIV/0! | #DIV/0! | #DIV/0! | #DIV/0! | #DIV/0! | #DIV/0! | #DIV/0! | #DIV/0!
0 | 0 | 0 | 0 | #DIV/0! | #DIV/0! | #DIV/0! | #DIV/0! | #DIV/0! | #DIV/0! | #DIV/0! | #DIV/0! | #DIV/0! | #DIV/0! | #DIV/0! | #DIV/0! | #DIV/0! | #DIV/0! | #DIV/0! | #DIV/0! | 0 | 0 | #DIV/0! | #DIV/0! | #DIV/0! | #DIV/0! | #DIV/0! | #DIV/0! | #DIV/0! | #DIV/0! | #DIV/0! | #DIV/0! | #DIV/0! | #DIV/0! | #DIV/0! | #DIV/0! | #DIV/0! | #DIV/0! | #DIV/0! | #DIV/0! | #DIV/0! | #DIV/0! | #DIV/0! | #DIV/0! | #DIV/0! | #DIV/0! | #DIV/0! | #DIV/0! | 4 | 2 | 1 | 0 | 0 | 0 | 0 | 0 | #N/A | #N/A | #N/A | #N/A | #N/A | #N/A | #N/A | #N/A | #N/A | #N/A | #N/A | #N/A | #N/A | #N/A | #N/A | #N/A | #DIV/0! | #DIV/0! | #DIV/0! | #DIV/0! | #DIV/0! | #DIV/0! | #DIV/0! | #DIV/0! | #DIV/0! | #DIV/0! | #DIV/0! | #DIV/0! | #DIV/0! | #DIV/0! | #DIV/0! | #DIV/0! | #DIV/0! | #DIV/0! | #DIV/0! | #DIV/0! | #DIV/0! | #DIV/0! | #DIV/0! | #DIV/0! | #DIV/0! | #DIV/0! | #DIV/0! | #DIV/0! | #DIV/0! | #DIV/0! | #DIV/0! | #DIV/0! | #DIV/0! | #DIV/0! | #DIV/0! | #DIV/0!
0 | 0 | 0 | 0 | #DIV/0! | #DIV/0! | #DIV/0! | #DIV/0! | #DIV/0! | #DIV/0! | #DIV/0! | #DIV/0! | #DIV/0! | #DIV/0! | #DIV/0! | #DIV/0! | #DIV/0! | #DIV/0! | #DIV/0! | #DIV/0! | 0 | 0 | #DIV/0! | #DIV/0! | #DIV/0! | #DIV/0! | #DIV/0! | #DIV/0! | #DIV/0! | #DIV/0! | #DIV/0! | #DIV/0! | #DIV/0! | #DIV/0! | #DIV/0! | #DIV/0! | #DIV/0! | #DIV/0! | #DIV/0! | #DIV/0! | #DIV/0! | #DIV/0! | #DIV/0! | #DIV/0! | #DIV/0! | #DIV/0! | #DIV/0! | #DIV/0! | 4 | 2 | 1 | 0 | 0 | 0 | 0 | 0 | #N/A | #N/A | #N/A | #N/A | #N/A | #N/A | #N/A | #N/A | #N/A | #N/A | #N/A | #N/A | #N/A | #N/A | #N/A | #N/A | #DIV/0! | #DIV/0! | #DIV/0! | #DIV/0! | #DIV/0! | #DIV/0! | #DIV/0! | #DIV/0! | #DIV/0! | #DIV/0! | #DIV/0! | #DIV/0! | #DIV/0! | #DIV/0! | #DIV/0! | #DIV/0! | #DIV/0! | #DIV/0! | #DIV/0! | #DIV/0! | #DIV/0! | #DIV/0! | #DIV/0! | #DIV/0! | #DIV/0! | #DIV/0! | #DIV/0! | #DIV/0! | #DIV/0! | #DIV/0! | #DIV/0! | #DIV/0! | #DIV/0! | #DIV/0! | #DIV/0! | #DIV/0!
0 | 0 | 0 | 0 | #DIV/0! | #DIV/0! | #DIV/0! | #DIV/0! | #DIV/0! | #DIV/0! | #DIV/0! | #DIV/0! | #DIV/0! | #DIV/0! | #DIV/0! | #DIV/0! | #DIV/0! | #DIV/0! | #DIV/0! | #DIV/0! | 0 | 0 | #DIV/0! | #DIV/0! | #DIV/0! | #DIV/0! | #DIV/0! | #DIV/0! | #DIV/0! | #DIV/0! | #DIV/0! | #DIV/0! | #DIV/0! | #DIV/0! | #DIV/0! | #DIV/0! | #DIV/0! | #DIV/0! | #DIV/0! | #DIV/0! | #DIV/0! | #DIV/0! | #DIV/0! | #DIV/0! | #DIV/0! | #DIV/0! | #DIV/0! | #DIV/0! | 4 | 2 | 1 | 0 | 0 | 0 | 0 | 0 | #N/A | #N/A | #N/A | #N/A | #N/A | #N/A | #N/A | #N/A | #N/A | #N/A | #N/A | #N/A | #N/A | #N/A | #N/A | #N/A | #DIV/0! | #DIV/0! | #DIV/0! | #DIV/0! | #DIV/0! | #DIV/0! | #DIV/0! | #DIV/0! | #DIV/0! | #DIV/0! | #DIV/0! | #DIV/0! | #DIV/0! | #DIV/0! | #DIV/0! | #DIV/0! | #DIV/0! | #DIV/0! | #DIV/0! | #DIV/0! | #DIV/0! | #DIV/0! | #DIV/0! | #DIV/0! | #DIV/0! | #DIV/0! | #DIV/0! | #DIV/0! | #DIV/0! | #DIV/0! | #DIV/0! | #DIV/0! | #DIV/0! | #DIV/0! | #DIV/0! | #DIV/0!
0 | 0 | 0 | 0 | #DIV/0! | #DIV/0! | #DIV/0! | #DIV/0! | #DIV/0! | #DIV/0! | #DIV/0! | #DIV/0! | #DIV/0! | #DIV/0! | #DIV/0! | #DIV/0! | #DIV/0! | #DIV/0! | #DIV/0! | #DIV/0! | 0 | 0 | #DIV/0! | #DIV/0! | #DIV/0! | #DIV/0! | #DIV/0! | #DIV/0! | #DIV/0! | #DIV/0! | #DIV/0! | #DIV/0! | #DIV/0! | #DIV/0! | #DIV/0! | #DIV/0! | #DIV/0! | #DIV/0! | #DIV/0! | #DIV/0! | #DIV/0! | #DIV/0! | #DIV/0! | #DIV/0! | #DIV/0! | #DIV/0! | #DIV/0! | #DIV/0! | 4 | 2 | 1 | 0 | 0 | 0 | 0 | 0 | #N/A | #N/A | #N/A | #N/A | #N/A | #N/A | #N/A | #N/A | #N/A | #N/A | #N/A | #N/A | #N/A | #N/A | #N/A | #N/A | #DIV/0! | #DIV/0! | #DIV/0! | #DIV/0! | #DIV/0! | #DIV/0! | #DIV/0! | #DIV/0! | #DIV/0! | #DIV/0! | #DIV/0! | #DIV/0! | #DIV/0! | #DIV/0! | #DIV/0! | #DIV/0! | #DIV/0! | #DIV/0! | #DIV/0! | #DIV/0! | #DIV/0! | #DIV/0! | #DIV/0! | #DIV/0! | #DIV/0! | #DIV/0! | #DIV/0! | #DIV/0! | #DIV/0! | #DIV/0! | #DIV/0! | #DIV/0! | #DIV/0! | #DIV/0! | #DIV/0! | #DIV/0!
0 | 0 | 0 | 0 | #DIV/0! | #DIV/0! | #DIV/0! | #DIV/0! | #DIV/0! | #DIV/0! | #DIV/0! | #DIV/0! | #DIV/0! | #DIV/0! | #DIV/0! | #DIV/0! | #DIV/0! | #DIV/0! | #DIV/0! | #DIV/0! | 0 | 0 | #DIV/0! | #DIV/0! | #DIV/0! | #DIV/0! | #DIV/0! | #DIV/0! | #DIV/0! | #DIV/0! | #DIV/0! | #DIV/0! | #DIV/0! | #DIV/0! | #DIV/0! | #DIV/0! | #DIV/0! | #DIV/0! | #DIV/0! | #DIV/0! | #DIV/0! | #DIV/0! | #DIV/0! | #DIV/0! | #DIV/0! | #DIV/0! | #DIV/0! | #DIV/0! | 4 | 2 | 1 | 0 | 0 | 0 | 0 | 0 | #N/A | #N/A | #N/A | #N/A | #N/A | #N/A | #N/A | #N/A | #N/A | #N/A | #N/A | #N/A | #N/A | #N/A | #N/A | #N/A | #DIV/0! | #DIV/0! | #DIV/0! | #DIV/0! | #DIV/0! | #DIV/0! | #DIV/0! | #DIV/0! | #DIV/0! | #DIV/0! | #DIV/0! | #DIV/0! | #DIV/0! | #DIV/0! | #DIV/0! | #DIV/0! | #DIV/0! | #DIV/0! | #DIV/0! | #DIV/0! | #DIV/0! | #DIV/0! | #DIV/0! | #DIV/0! | #DIV/0! | #DIV/0! | #DIV/0! | #DIV/0! | #DIV/0! | #DIV/0! | #DIV/0! | #DIV/0! | #DIV/0! | #DIV/0! | #DIV/0! | #DIV/0!
0 | 0 | 0 | 0 | #DIV/0! | #DIV/0! | #DIV/0! | #DIV/0! | #DIV/0! | #DIV/0! | #DIV/0! | #DIV/0! | #DIV/0! | #DIV/0! | #DIV/0! | #DIV/0! | #DIV/0! | #DIV/0! | #DIV/0! | #DIV/0! | 0 | 0 | #DIV/0! | #DIV/0! | #DIV/0! | #DIV/0! | #DIV/0! | #DIV/0! | #DIV/0! | #DIV/0! | #DIV/0! | #DIV/0! | #DIV/0! | #DIV/0! | #DIV/0! | #DIV/0! | #DIV/0! | #DIV/0! | #DIV/0! | #DIV/0! | #DIV/0! | #DIV/0! | #DIV/0! | #DIV/0! | #DIV/0! | #DIV/0! | #DIV/0! | #DIV/0! | 4 | 2 | 1 | 0 | 0 | 0 | 0 | 0 | #N/A | #N/A | #N/A | #N/A | #N/A | #N/A | #N/A | #N/A | #N/A | #N/A | #N/A | #N/A | #N/A | #N/A | #N/A | #N/A | #DIV/0! | #DIV/0! | #DIV/0! | #DIV/0! | #DIV/0! | #DIV/0! | #DIV/0! | #DIV/0! | #DIV/0! | #DIV/0! | #DIV/0! | #DIV/0! | #DIV/0! | #DIV/0! | #DIV/0! | #DIV/0! | #DIV/0! | #DIV/0! | #DIV/0! | #DIV/0! | #DIV/0! | #DIV/0! | #DIV/0! | #DIV/0! | #DIV/0! | #DIV/0! | #DIV/0! | #DIV/0! | #DIV/0! | #DIV/0! | #DIV/0! | #DIV/0! | #DIV/0! | #DIV/0! | #DIV/0! | #DIV/0!
0 | 0 | 0 | 0 | #DIV/0! | #DIV/0! | #DIV/0! | #DIV/0! | #DIV/0! | #DIV/0! | #DIV/0! | #DIV/0! | #DIV/0! | #DIV/0! | #DIV/0! | #DIV/0! | #DIV/0! | #DIV/0! | #DIV/0! | #DIV/0! | 0 | 0 | #DIV/0! | #DIV/0! | #DIV/0! | #DIV/0! | #DIV/0! | #DIV/0! | #DIV/0! | #DIV/0! | #DIV/0! | #DIV/0! | #DIV/0! | #DIV/0! | #DIV/0! | #DIV/0! | #DIV/0! | #DIV/0! | #DIV/0! | #DIV/0! | #DIV/0! | #DIV/0! | #DIV/0! | #DIV/0! | #DIV/0! | #DIV/0! | #DIV/0! | #DIV/0! | 4 | 2 | 1 | 0 | 0 | 0 | 0 | 0 | #N/A | #N/A | #N/A | #N/A | #N/A | #N/A | #N/A | #N/A | #N/A | #N/A | #N/A | #N/A | #N/A | #N/A | #N/A | #N/A | #DIV/0! | #DIV/0! | #DIV/0! | #DIV/0! | #DIV/0! | #DIV/0! | #DIV/0! | #DIV/0! | #DIV/0! | #DIV/0! | #DIV/0! | #DIV/0! | #DIV/0! | #DIV/0! | #DIV/0! | #DIV/0! | #DIV/0! | #DIV/0! | #DIV/0! | #DIV/0! | #DIV/0! | #DIV/0! | #DIV/0! | #DIV/0! | #DIV/0! | #DIV/0! | #DIV/0! | #DIV/0! | #DIV/0! | #DIV/0! | #DIV/0! | #DIV/0! | #DIV/0! | #DIV/0! | #DIV/0! | #DIV/0!
0 | 0 | 0 | 0 | #DIV/0! | #DIV/0! | #DIV/0! | #DIV/0! | #DIV/0! | #DIV/0! | #DIV/0! | #DIV/0! | #DIV/0! | #DIV/0! | #DIV/0! | #DIV/0! | #DIV/0! | #DIV/0! | #DIV/0! | #DIV/0! | 0 | 0 | #DIV/0! | #DIV/0! | #DIV/0! | #DIV/0! | #DIV/0! | #DIV/0! | #DIV/0! | #DIV/0! | #DIV/0! | #DIV/0! | #DIV/0! | #DIV/0! | #DIV/0! | #DIV/0! | #DIV/0! | #DIV/0! | #DIV/0! | #DIV/0! | #DIV/0! | #DIV/0! | #DIV/0! | #DIV/0! | #DIV/0! | #DIV/0! | #DIV/0! | #DIV/0! | 4 | 2 | 1 | 0 | 0 | 0 | 0 | 0 | #N/A | #N/A | #N/A | #N/A | #N/A | #N/A | #N/A | #N/A | #N/A | #N/A | #N/A | #N/A | #N/A | #N/A | #N/A | #N/A | #DIV/0! | #DIV/0! | #DIV/0! | #DIV/0! | #DIV/0! | #DIV/0! | #DIV/0! | #DIV/0! | #DIV/0! | #DIV/0! | #DIV/0! | #DIV/0! | #DIV/0! | #DIV/0! | #DIV/0! | #DIV/0! | #DIV/0! | #DIV/0! | #DIV/0! | #DIV/0! | #DIV/0! | #DIV/0! | #DIV/0! | #DIV/0! | #DIV/0! | #DIV/0! | #DIV/0! | #DIV/0! | #DIV/0! | #DIV/0! | #DIV/0! | #DIV/0! | #DIV/0! | #DIV/0! | #DIV/0! | #DIV/0!
0 | 0 | 0 | 0 | #DIV/0! | #DIV/0! | #DIV/0! | #DIV/0! | #DIV/0! | #DIV/0! | #DIV/0! | #DIV/0! | #DIV/0! | #DIV/0! | #DIV/0! | #DIV/0! | #DIV/0! | #DIV/0! | #DIV/0! | #DIV/0! | 0 | 0 | #DIV/0! | #DIV/0! | #DIV/0! | #DIV/0! | #DIV/0! | #DIV/0! | #DIV/0! | #DIV/0! | #DIV/0! | #DIV/0! | #DIV/0! | #DIV/0! | #DIV/0! | #DIV/0! | #DIV/0! | #DIV/0! | #DIV/0! | #DIV/0! | #DIV/0! | #DIV/0! | #DIV/0! | #DIV/0! | #DIV/0! | #DIV/0! | #DIV/0! | #DIV/0! | 4 | 2 | 1 | 0 | 0 | 0 | 0 | 0 | #N/A | #N/A | #N/A | #N/A | #N/A | #N/A | #N/A | #N/A | #N/A | #N/A | #N/A | #N/A | #N/A | #N/A | #N/A | #N/A | #DIV/0! | #DIV/0! | #DIV/0! | #DIV/0! | #DIV/0! | #DIV/0! | #DIV/0! | #DIV/0! | #DIV/0! | #DIV/0! | #DIV/0! | #DIV/0! | #DIV/0! | #DIV/0! | #DIV/0! | #DIV/0! | #DIV/0! | #DIV/0! | #DIV/0! | #DIV/0! | #DIV/0! | #DIV/0! | #DIV/0! | #DIV/0! | #DIV/0! | #DIV/0! | #DIV/0! | #DIV/0! | #DIV/0! | #DIV/0! | #DIV/0! | #DIV/0! | #DIV/0! | #DIV/0! | #DIV/0! | #DIV/0!
0 | 0 | 0 | 0 | #DIV/0! | #DIV/0! | #DIV/0! | #DIV/0! | #DIV/0! | #DIV/0! | #DIV/0! | #DIV/0! | #DIV/0! | #DIV/0! | #DIV/0! | #DIV/0! | #DIV/0! | #DIV/0! | #DIV/0! | #DIV/0! | 0 | 0 | #DIV/0! | #DIV/0! | #DIV/0! | #DIV/0! | #DIV/0! | #DIV/0! | #DIV/0! | #DIV/0! | #DIV/0! | #DIV/0! | #DIV/0! | #DIV/0! | #DIV/0! | #DIV/0! | #DIV/0! | #DIV/0! | #DIV/0! | #DIV/0! | #DIV/0! | #DIV/0! | #DIV/0! | #DIV/0! | #DIV/0! | #DIV/0! | #DIV/0! | #DIV/0! | 4 | 2 | 1 | 0 | 0 | 0 | 0 | 0 | #N/A | #N/A | #N/A | #N/A | #N/A | #N/A | #N/A | #N/A | #N/A | #N/A | #N/A | #N/A | #N/A | #N/A | #N/A | #N/A | #DIV/0! | #DIV/0! | #DIV/0! | #DIV/0! | #DIV/0! | #DIV/0! | #DIV/0! | #DIV/0! | #DIV/0! | #DIV/0! | #DIV/0! | #DIV/0! | #DIV/0! | #DIV/0! | #DIV/0! | #DIV/0! | #DIV/0! | #DIV/0! | #DIV/0! | #DIV/0! | #DIV/0! | #DIV/0! | #DIV/0! | #DIV/0! | #DIV/0! | #DIV/0! | #DIV/0! | #DIV/0! | #DIV/0! | #DIV/0! | #DIV/0! | #DIV/0! | #DIV/0! | #DIV/0! | #DIV/0! | #DIV/0!
0 | 0 | 0 | 0 | #DIV/0! | #DIV/0! | #DIV/0! | #DIV/0! | #DIV/0! | #DIV/0! | #DIV/0! | #DIV/0! | #DIV/0! | #DIV/0! | #DIV/0! | #DIV/0! | #DIV/0! | #DIV/0! | #DIV/0! | #DIV/0! | 0 | 0 | #DIV/0! | #DIV/0! | #DIV/0! | #DIV/0! | #DIV/0! | #DIV/0! | #DIV/0! | #DIV/0! | #DIV/0! | #DIV/0! | #DIV/0! | #DIV/0! | #DIV/0! | #DIV/0! | #DIV/0! | #DIV/0! | #DIV/0! | #DIV/0! | #DIV/0! | #DIV/0! | #DIV/0! | #DIV/0! | #DIV/0! | #DIV/0! | #DIV/0! | #DIV/0! | 4 | 2 | 1 | 0 | 0 | 0 | 0 | 0 | #N/A | #N/A | #N/A | #N/A | #N/A | #N/A | #N/A | #N/A | #N/A | #N/A | #N/A | #N/A | #N/A | #N/A | #N/A | #N/A | #DIV/0! | #DIV/0! | #DIV/0! | #DIV/0! | #DIV/0! | #DIV/0! | #DIV/0! | #DIV/0! | #DIV/0! | #DIV/0! | #DIV/0! | #DIV/0! | #DIV/0! | #DIV/0! | #DIV/0! | #DIV/0! | #DIV/0! | #DIV/0! | #DIV/0! | #DIV/0! | #DIV/0! | #DIV/0! | #DIV/0! | #DIV/0! | #DIV/0! | #DIV/0! | #DIV/0! | #DIV/0! | #DIV/0! | #DIV/0! | #DIV/0! | #DIV/0! | #DIV/0! | #DIV/0! | #DIV/0! | #DIV/0!
0 | 0 | 0 | 0 | #DIV/0! | #DIV/0! | #DIV/0! | #DIV/0! | #DIV/0! | #DIV/0! | #DIV/0! | #DIV/0! | #DIV/0! | #DIV/0! | #DIV/0! | #DIV/0! | #DIV/0! | #DIV/0! | #DIV/0! | #DIV/0! | 0 | 0 | #DIV/0! | #DIV/0! | #DIV/0! | #DIV/0! | #DIV/0! | #DIV/0! | #DIV/0! | #DIV/0! | #DIV/0! | #DIV/0! | #DIV/0! | #DIV/0! | #DIV/0! | #DIV/0! | #DIV/0! | #DIV/0! | #DIV/0! | #DIV/0! | #DIV/0! | #DIV/0! | #DIV/0! | #DIV/0! | #DIV/0! | #DIV/0! | #DIV/0! | #DIV/0! | 4 | 2 | 1 | 0 | 0 | 0 | 0 | 0 | #N/A | #N/A | #N/A | #N/A | #N/A | #N/A | #N/A | #N/A | #N/A | #N/A | #N/A | #N/A | #N/A | #N/A | #N/A | #N/A | #DIV/0! | #DIV/0! | #DIV/0! | #DIV/0! | #DIV/0! | #DIV/0! | #DIV/0! | #DIV/0! | #DIV/0! | #DIV/0! | #DIV/0! | #DIV/0! | #DIV/0! | #DIV/0! | #DIV/0! | #DIV/0! | #DIV/0! | #DIV/0! | #DIV/0! | #DIV/0! | #DIV/0! | #DIV/0! | #DIV/0! | #DIV/0! | #DIV/0! | #DIV/0! | #DIV/0! | #DIV/0! | #DIV/0! | #DIV/0! | #DIV/0! | #DIV/0! | #DIV/0! | #DIV/0! | #DIV/0! | #DIV/0!
0 | 0 | 0 | 0 | #DIV/0! | #DIV/0! | #DIV/0! | #DIV/0! | #DIV/0! | #DIV/0! | #DIV/0! | #DIV/0! | #DIV/0! | #DIV/0! | #DIV/0! | #DIV/0! | #DIV/0! | #DIV/0! | #DIV/0! | #DIV/0! | 0 | 0 | #DIV/0! | #DIV/0! | #DIV/0! | #DIV/0! | #DIV/0! | #DIV/0! | #DIV/0! | #DIV/0! | #DIV/0! | #DIV/0! | #DIV/0! | #DIV/0! | #DIV/0! | #DIV/0! | #DIV/0! | #DIV/0! | #DIV/0! | #DIV/0! | #DIV/0! | #DIV/0! | #DIV/0! | #DIV/0! | #DIV/0! | #DIV/0! | #DIV/0! | #DIV/0! | 4 | 2 | 1 | 0 | 0 | 0 | 0 | 0 | #N/A | #N/A | #N/A | #N/A | #N/A | #N/A | #N/A | #N/A | #N/A | #N/A | #N/A | #N/A | #N/A | #N/A | #N/A | #N/A | #DIV/0! | #DIV/0! | #DIV/0! | #DIV/0! | #DIV/0! | #DIV/0! | #DIV/0! | #DIV/0! | #DIV/0! | #DIV/0! | #DIV/0! | #DIV/0! | #DIV/0! | #DIV/0! | #DIV/0! | #DIV/0! | #DIV/0! | #DIV/0! | #DIV/0! | #DIV/0! | #DIV/0! | #DIV/0! | #DIV/0! | #DIV/0! | #DIV/0! | #DIV/0! | #DIV/0! | #DIV/0! | #DIV/0! | #DIV/0! | #DIV/0! | #DIV/0! | #DIV/0! | #DIV/0! | #DIV/0! | #DIV/0!
0 | 0 | 0 | 0 | #DIV/0! | #DIV/0! | #DIV/0! | #DIV/0! | #DIV/0! | #DIV/0! | #DIV/0! | #DIV/0! | #DIV/0! | #DIV/0! | #DIV/0! | #DIV/0! | #DIV/0! | #DIV/0! | #DIV/0! | #DIV/0! | 0 | 0 | #DIV/0! | #DIV/0! | #DIV/0! | #DIV/0! | #DIV/0! | #DIV/0! | #DIV/0! | #DIV/0! | #DIV/0! | #DIV/0! | #DIV/0! | #DIV/0! | #DIV/0! | #DIV/0! | #DIV/0! | #DIV/0! | #DIV/0! | #DIV/0! | #DIV/0! | #DIV/0! | #DIV/0! | #DIV/0! | #DIV/0! | #DIV/0! | #DIV/0! | #DIV/0! | 4 | 2 | 1 | 0 | 0 | 0 | 0 | 0 | #N/A | #N/A | #N/A | #N/A | #N/A | #N/A | #N/A | #N/A | #N/A | #N/A | #N/A | #N/A | #N/A | #N/A | #N/A | #N/A | #DIV/0! | #DIV/0! | #DIV/0! | #DIV/0! | #DIV/0! | #DIV/0! | #DIV/0! | #DIV/0! | #DIV/0! | #DIV/0! | #DIV/0! | #DIV/0! | #DIV/0! | #DIV/0! | #DIV/0! | #DIV/0! | #DIV/0! | #DIV/0! | #DIV/0! | #DIV/0! | #DIV/0! | #DIV/0! | #DIV/0! | #DIV/0! | #DIV/0! | #DIV/0! | #DIV/0! | #DIV/0! | #DIV/0! | #DIV/0! | #DIV/0! | #DIV/0! | #DIV/0! | #DIV/0! | #DIV/0! | #DIV/0!
0 | 0 | 0 | 0 | #DIV/0! | #DIV/0! | #DIV/0! | #DIV/0! | #DIV/0! | #DIV/0! | #DIV/0! | #DIV/0! | #DIV/0! | #DIV/0! | #DIV/0! | #DIV/0! | #DIV/0! | #DIV/0! | #DIV/0! | #DIV/0! | 0 | 0 | #DIV/0! | #DIV/0! | #DIV/0! | #DIV/0! | #DIV/0! | #DIV/0! | #DIV/0! | #DIV/0! | #DIV/0! | #DIV/0! | #DIV/0! | #DIV/0! | #DIV/0! | #DIV/0! | #DIV/0! | #DIV/0! | #DIV/0! | #DIV/0! | #DIV/0! | #DIV/0! | #DIV/0! | #DIV/0! | #DIV/0! | #DIV/0! | #DIV/0! | #DIV/0! | 4 | 2 | 1 | 0 | 0 | 0 | 0 | 0 | #N/A | #N/A | #N/A | #N/A | #N/A | #N/A | #N/A | #N/A | #N/A | #N/A | #N/A | #N/A | #N/A | #N/A | #N/A | #N/A | #DIV/0! | #DIV/0! | #DIV/0! | #DIV/0! | #DIV/0! | #DIV/0! | #DIV/0! | #DIV/0! | #DIV/0! | #DIV/0! | #DIV/0! | #DIV/0! | #DIV/0! | #DIV/0! | #DIV/0! | #DIV/0! | #DIV/0! | #DIV/0! | #DIV/0! | #DIV/0! | #DIV/0! | #DIV/0! | #DIV/0! | #DIV/0! | #DIV/0! | #DIV/0! | #DIV/0! | #DIV/0! | #DIV/0! | #DIV/0! | #DIV/0! | #DIV/0! | #DIV/0! | #DIV/0! | #DIV/0! | #DIV/0!
0 | 0 | 0 | 0 | #DIV/0! | #DIV/0! | #DIV/0! | #DIV/0! | #DIV/0! | #DIV/0! | #DIV/0! | #DIV/0! | #DIV/0! | #DIV/0! | #DIV/0! | #DIV/0! | #DIV/0! | #DIV/0! | #DIV/0! | #DIV/0! | 0 | 0 | #DIV/0! | #DIV/0! | #DIV/0! | #DIV/0! | #DIV/0! | #DIV/0! | #DIV/0! | #DIV/0! | #DIV/0! | #DIV/0! | #DIV/0! | #DIV/0! | #DIV/0! | #DIV/0! | #DIV/0! | #DIV/0! | #DIV/0! | #DIV/0! | #DIV/0! | #DIV/0! | #DIV/0! | #DIV/0! | #DIV/0! | #DIV/0! | #DIV/0! | #DIV/0! | 4 | 2 | 1 | 0 | 0 | 0 | 0 | 0 | #N/A | #N/A | #N/A | #N/A | #N/A | #N/A | #N/A | #N/A | #N/A | #N/A | #N/A | #N/A | #N/A | #N/A | #N/A | #N/A | #DIV/0! | #DIV/0! | #DIV/0! | #DIV/0! | #DIV/0! | #DIV/0! | #DIV/0! | #DIV/0! | #DIV/0! | #DIV/0! | #DIV/0! | #DIV/0! | #DIV/0! | #DIV/0! | #DIV/0! | #DIV/0! | #DIV/0! | #DIV/0! | #DIV/0! | #DIV/0! | #DIV/0! | #DIV/0! | #DIV/0! | #DIV/0! | #DIV/0! | #DIV/0! | #DIV/0! | #DIV/0! | #DIV/0! | #DIV/0! | #DIV/0! | #DIV/0! | #DIV/0! | #DIV/0! | #DIV/0! | #DIV/0!
0 | 0 | 0 | 0 | #DIV/0! | #DIV/0! | #DIV/0! | #DIV/0! | #DIV/0! | #DIV/0! | #DIV/0! | #DIV/0! | #DIV/0! | #DIV/0! | #DIV/0! | #DIV/0! | #DIV/0! | #DIV/0! | #DIV/0! | #DIV/0! | 0 | 0 | #DIV/0! | #DIV/0! | #DIV/0! | #DIV/0! | #DIV/0! | #DIV/0! | #DIV/0! | #DIV/0! | #DIV/0! | #DIV/0! | #DIV/0! | #DIV/0! | #DIV/0! | #DIV/0! | #DIV/0! | #DIV/0! | #DIV/0! | #DIV/0! | #DIV/0! | #DIV/0! | #DIV/0! | #DIV/0! | #DIV/0! | #DIV/0! | #DIV/0! | #DIV/0! | 4 | 2 | 1 | 0 | 0 | 0 | 0 | 0 | #N/A | #N/A | #N/A | #N/A | #N/A | #N/A | #N/A | #N/A | #N/A | #N/A | #N/A | #N/A | #N/A | #N/A | #N/A | #N/A | #DIV/0! | #DIV/0! | #DIV/0! | #DIV/0! | #DIV/0! | #DIV/0! | #DIV/0! | #DIV/0! | #DIV/0! | #DIV/0! | #DIV/0! | #DIV/0! | #DIV/0! | #DIV/0! | #DIV/0! | #DIV/0! | #DIV/0! | #DIV/0! | #DIV/0! | #DIV/0! | #DIV/0! | #DIV/0! | #DIV/0! | #DIV/0! | #DIV/0! | #DIV/0! | #DIV/0! | #DIV/0! | #DIV/0! | #DIV/0! | #DIV/0! | #DIV/0! | #DIV/0! | #DIV/0! | #DIV/0! | #DIV/0!
0 | 0 | 0 | 0 | #DIV/0! | #DIV/0! | #DIV/0! | #DIV/0! | #DIV/0! | #DIV/0! | #DIV/0! | #DIV/0! | #DIV/0! | #DIV/0! | #DIV/0! | #DIV/0! | #DIV/0! | #DIV/0! | #DIV/0! | #DIV/0! | 0 | 0 | #DIV/0! | #DIV/0! | #DIV/0! | #DIV/0! | #DIV/0! | #DIV/0! | #DIV/0! | #DIV/0! | #DIV/0! | #DIV/0! | #DIV/0! | #DIV/0! | #DIV/0! | #DIV/0! | #DIV/0! | #DIV/0! | #DIV/0! | #DIV/0! | #DIV/0! | #DIV/0! | #DIV/0! | #DIV/0! | #DIV/0! | #DIV/0! | #DIV/0! | #DIV/0! | 4 | 2 | 1 | 0 | 0 | 0 | 0 | 0 | #N/A | #N/A | #N/A | #N/A | #N/A | #N/A | #N/A | #N/A | #N/A | #N/A | #N/A | #N/A | #N/A | #N/A | #N/A | #N/A | #DIV/0! | #DIV/0! | #DIV/0! | #DIV/0! | #DIV/0! | #DIV/0! | #DIV/0! | #DIV/0! | #DIV/0! | #DIV/0! | #DIV/0! | #DIV/0! | #DIV/0! | #DIV/0! | #DIV/0! | #DIV/0! | #DIV/0! | #DIV/0! | #DIV/0! | #DIV/0! | #DIV/0! | #DIV/0! | #DIV/0! | #DIV/0! | #DIV/0! | #DIV/0! | #DIV/0! | #DIV/0! | #DIV/0! | #DIV/0! | #DIV/0! | #DIV/0! | #DIV/0! | #DIV/0! | #DIV/0! | #DIV/0!
0 | 0 | 0 | 0 | #DIV/0! | #DIV/0! | #DIV/0! | #DIV/0! | #DIV/0! | #DIV/0! | #DIV/0! | #DIV/0! | #DIV/0! | #DIV/0! | #DIV/0! | #DIV/0! | #DIV/0! | #DIV/0! | #DIV/0! | #DIV/0! | 0 | 0 | #DIV/0! | #DIV/0! | #DIV/0! | #DIV/0! | #DIV/0! | #DIV/0! | #DIV/0! | #DIV/0! | #DIV/0! | #DIV/0! | #DIV/0! | #DIV/0! | #DIV/0! | #DIV/0! | #DIV/0! | #DIV/0! | #DIV/0! | #DIV/0! | #DIV/0! | #DIV/0! | #DIV/0! | #DIV/0! | #DIV/0! | #DIV/0! | #DIV/0! | #DIV/0! | 4 | 2 | 1 | 0 | 0 | 0 | 0 | 0 | #N/A | #N/A | #N/A | #N/A | #N/A | #N/A | #N/A | #N/A | #N/A | #N/A | #N/A | #N/A | #N/A | #N/A | #N/A | #N/A | #DIV/0! | #DIV/0! | #DIV/0! | #DIV/0! | #DIV/0! | #DIV/0! | #DIV/0! | #DIV/0! | #DIV/0! | #DIV/0! | #DIV/0! | #DIV/0! | #DIV/0! | #DIV/0! | #DIV/0! | #DIV/0! | #DIV/0! | #DIV/0! | #DIV/0! | #DIV/0! | #DIV/0! | #DIV/0! | #DIV/0! | #DIV/0! | #DIV/0! | #DIV/0! | #DIV/0! | #DIV/0! | #DIV/0! | #DIV/0! | #DIV/0! | #DIV/0! | #DIV/0! | #DIV/0! | #DIV/0! | #DIV/0!
0 | 0 | 0 | 0 | #DIV/0! | #DIV/0! | #DIV/0! | #DIV/0! | #DIV/0! | #DIV/0! | #DIV/0! | #DIV/0! | #DIV/0! | #DIV/0! | #DIV/0! | #DIV/0! | #DIV/0! | #DIV/0! | #DIV/0! | #DIV/0! | 0 | 0 | #DIV/0! | #DIV/0! | #DIV/0! | #DIV/0! | #DIV/0! | #DIV/0! | #DIV/0! | #DIV/0! | #DIV/0! | #DIV/0! | #DIV/0! | #DIV/0! | #DIV/0! | #DIV/0! | #DIV/0! | #DIV/0! | #DIV/0! | #DIV/0! | #DIV/0! | #DIV/0! | #DIV/0! | #DIV/0! | #DIV/0! | #DIV/0! | #DIV/0! | #DIV/0! | 4 | 2 | 1 | 0 | 0 | 0 | 0 | 0 | #N/A | #N/A | #N/A | #N/A | #N/A | #N/A | #N/A | #N/A | #N/A | #N/A | #N/A | #N/A | #N/A | #N/A | #N/A | #N/A | #DIV/0! | #DIV/0! | #DIV/0! | #DIV/0! | #DIV/0! | #DIV/0! | #DIV/0! | #DIV/0! | #DIV/0! | #DIV/0! | #DIV/0! | #DIV/0! | #DIV/0! | #DIV/0! | #DIV/0! | #DIV/0! | #DIV/0! | #DIV/0! | #DIV/0! | #DIV/0! | #DIV/0! | #DIV/0! | #DIV/0! | #DIV/0! | #DIV/0! | #DIV/0! | #DIV/0! | #DIV/0! | #DIV/0! | #DIV/0! | #DIV/0! | #DIV/0! | #DIV/0! | #DIV/0! | #DIV/0! | #DIV/0!
0 | 0 | 0 | 0 | #DIV/0! | #DIV/0! | #DIV/0! | #DIV/0! | #DIV/0! | #DIV/0! | #DIV/0! | #DIV/0! | #DIV/0! | #DIV/0! | #DIV/0! | #DIV/0! | #DIV/0! | #DIV/0! | #DIV/0! | #DIV/0! | 0 | 0 | #DIV/0! | #DIV/0! | #DIV/0! | #DIV/0! | #DIV/0! | #DIV/0! | #DIV/0! | #DIV/0! | #DIV/0! | #DIV/0! | #DIV/0! | #DIV/0! | #DIV/0! | #DIV/0! | #DIV/0! | #DIV/0! | #DIV/0! | #DIV/0! | #DIV/0! | #DIV/0! | #DIV/0! | #DIV/0! | #DIV/0! | #DIV/0! | #DIV/0! | #DIV/0! | 4 | 2 | 1 | 0 | 0 | 0 | 0 | 0 | #N/A | #N/A | #N/A | #N/A | #N/A | #N/A | #N/A | #N/A | #N/A | #N/A | #N/A | #N/A | #N/A | #N/A | #N/A | #N/A | #DIV/0! | #DIV/0! | #DIV/0! | #DIV/0! | #DIV/0! | #DIV/0! | #DIV/0! | #DIV/0! | #DIV/0! | #DIV/0! | #DIV/0! | #DIV/0! | #DIV/0! | #DIV/0! | #DIV/0! | #DIV/0! | #DIV/0! | #DIV/0! | #DIV/0! | #DIV/0! | #DIV/0! | #DIV/0! | #DIV/0! | #DIV/0! | #DIV/0! | #DIV/0! | #DIV/0! | #DIV/0! | #DIV/0! | #DIV/0! | #DIV/0! | #DIV/0! | #DIV/0! | #DIV/0! | #DIV/0! | #DIV/0!
0 | 0 | 0 | 0 | #DIV/0! | #DIV/0! | #DIV/0! | #DIV/0! | #DIV/0! | #DIV/0! | #DIV/0! | #DIV/0! | #DIV/0! | #DIV/0! | #DIV/0! | #DIV/0! | #DIV/0! | #DIV/0! | #DIV/0! | #DIV/0! | 0 | 0 | #DIV/0! | #DIV/0! | #DIV/0! | #DIV/0! | #DIV/0! | #DIV/0! | #DIV/0! | #DIV/0! | #DIV/0! | #DIV/0! | #DIV/0! | #DIV/0! | #DIV/0! | #DIV/0! | #DIV/0! | #DIV/0! | #DIV/0! | #DIV/0! | #DIV/0! | #DIV/0! | #DIV/0! | #DIV/0! | #DIV/0! | #DIV/0! | #DIV/0! | #DIV/0! | 4 | 2 | 1 | 0 | 0 | 0 | 0 | 0 | #N/A | #N/A | #N/A | #N/A | #N/A | #N/A | #N/A | #N/A | #N/A | #N/A | #N/A | #N/A | #N/A | #N/A | #N/A | #N/A | #DIV/0! | #DIV/0! | #DIV/0! | #DIV/0! | #DIV/0! | #DIV/0! | #DIV/0! | #DIV/0! | #DIV/0! | #DIV/0! | #DIV/0! | #DIV/0! | #DIV/0! | #DIV/0! | #DIV/0! | #DIV/0! | #DIV/0! | #DIV/0! | #DIV/0! | #DIV/0! | #DIV/0! | #DIV/0! | #DIV/0! | #DIV/0! | #DIV/0! | #DIV/0! | #DIV/0! | #DIV/0! | #DIV/0! | #DIV/0! | #DIV/0! | #DIV/0! | #DIV/0! | #DIV/0! | #DIV/0! | #DIV/0!
0 | 0 | 0 | 0 | #DIV/0! | #DIV/0! | #DIV/0! | #DIV/0! | #DIV/0! | #DIV/0! | #DIV/0! | #DIV/0! | #DIV/0! | #DIV/0! | #DIV/0! | #DIV/0! | #DIV/0! | #DIV/0! | #DIV/0! | #DIV/0! | 0 | 0 | #DIV/0! | #DIV/0! | #DIV/0! | #DIV/0! | #DIV/0! | #DIV/0! | #DIV/0! | #DIV/0! | #DIV/0! | #DIV/0! | #DIV/0! | #DIV/0! | #DIV/0! | #DIV/0! | #DIV/0! | #DIV/0! | #DIV/0! | #DIV/0! | #DIV/0! | #DIV/0! | #DIV/0! | #DIV/0! | #DIV/0! | #DIV/0! | #DIV/0! | #DIV/0! | 4 | 2 | 1 | 0 | 0 | 0 | 0 | 0 | #N/A | #N/A | #N/A | #N/A | #N/A | #N/A | #N/A | #N/A | #N/A | #N/A | #N/A | #N/A | #N/A | #N/A | #N/A | #N/A | #DIV/0! | #DIV/0! | #DIV/0! | #DIV/0! | #DIV/0! | #DIV/0! | #DIV/0! | #DIV/0! | #DIV/0! | #DIV/0! | #DIV/0! | #DIV/0! | #DIV/0! | #DIV/0! | #DIV/0! | #DIV/0! | #DIV/0! | #DIV/0! | #DIV/0! | #DIV/0! | #DIV/0! | #DIV/0! | #DIV/0! | #DIV/0! | #DIV/0! | #DIV/0! | #DIV/0! | #DIV/0! | #DIV/0! | #DIV/0! | #DIV/0! | #DIV/0! | #DIV/0! | #DIV/0! | #DIV/0! | #DIV/0!
0 | 0 | 0 | 0 | #DIV/0! | #DIV/0! | #DIV/0! | #DIV/0! | #DIV/0! | #DIV/0! | #DIV/0! | #DIV/0! | #DIV/0! | #DIV/0! | #DIV/0! | #DIV/0! | #DIV/0! | #DIV/0! | #DIV/0! | #DIV/0! | 0 | 0 | #DIV/0! | #DIV/0! | #DIV/0! | #DIV/0! | #DIV/0! | #DIV/0! | #DIV/0! | #DIV/0! | #DIV/0! | #DIV/0! | #DIV/0! | #DIV/0! | #DIV/0! | #DIV/0! | #DIV/0! | #DIV/0! | #DIV/0! | #DIV/0! | #DIV/0! | #DIV/0! | #DIV/0! | #DIV/0! | #DIV/0! | #DIV/0! | #DIV/0! | #DIV/0! | 4 | 2 | 1 | 0 | 0 | 0 | 0 | 0 | #N/A | #N/A | #N/A | #N/A | #N/A | #N/A | #N/A | #N/A | #N/A | #N/A | #N/A | #N/A | #N/A | #N/A | #N/A | #N/A | #DIV/0! | #DIV/0! | #DIV/0! | #DIV/0! | #DIV/0! | #DIV/0! | #DIV/0! | #DIV/0! | #DIV/0! | #DIV/0! | #DIV/0! | #DIV/0! | #DIV/0! | #DIV/0! | #DIV/0! | #DIV/0! | #DIV/0! | #DIV/0! | #DIV/0! | #DIV/0! | #DIV/0! | #DIV/0! | #DIV/0! | #DIV/0! | #DIV/0! | #DIV/0! | #DIV/0! | #DIV/0! | #DIV/0! | #DIV/0! | #DIV/0! | #DIV/0! | #DIV/0! | #DIV/0! | #DIV/0! | #DIV/0!
0 | 0 | 0 | 0 | #DIV/0! | #DIV/0! | #DIV/0! | #DIV/0! | #DIV/0! | #DIV/0! | #DIV/0! | #DIV/0! | #DIV/0! | #DIV/0! | #DIV/0! | #DIV/0! | #DIV/0! | #DIV/0! | #DIV/0! | #DIV/0! | 0 | 0 | #DIV/0! | #DIV/0! | #DIV/0! | #DIV/0! | #DIV/0! | #DIV/0! | #DIV/0! | #DIV/0! | #DIV/0! | #DIV/0! | #DIV/0! | #DIV/0! | #DIV/0! | #DIV/0! | #DIV/0! | #DIV/0! | #DIV/0! | #DIV/0! | #DIV/0! | #DIV/0! | #DIV/0! | #DIV/0! | #DIV/0! | #DIV/0! | #DIV/0! | #DIV/0! | 4 | 2 | 1 | 0 | 0 | 0 | 0 | 0 | #N/A | #N/A | #N/A | #N/A | #N/A | #N/A | #N/A | #N/A | #N/A | #N/A | #N/A | #N/A | #N/A | #N/A | #N/A | #N/A | #DIV/0! | #DIV/0! | #DIV/0! | #DIV/0! | #DIV/0! | #DIV/0! | #DIV/0! | #DIV/0! | #DIV/0! | #DIV/0! | #DIV/0! | #DIV/0! | #DIV/0! | #DIV/0! | #DIV/0! | #DIV/0! | #DIV/0! | #DIV/0! | #DIV/0! | #DIV/0! | #DIV/0! | #DIV/0! | #DIV/0! | #DIV/0! | #DIV/0! | #DIV/0! | #DIV/0! | #DIV/0! | #DIV/0! | #DIV/0! | #DIV/0! | #DIV/0! | #DIV/0! | #DIV/0! | #DIV/0! | #DIV/0!

## ModelParams Lw (hidden)
DISCHARGE SOUND POWER - MODEL PARAMETERS | [9 empty] | PARAMETERS FOR A-WEIGHTED SOUND CALCULATIONS
octaaffrequentie f [Hz]
A0 | 23.8231 | [9 empty] | 63 | 125 | 250 | 500 | 1000 | 2000 | 4000 | 8000
A1 | 46.4458 | [8 empty] | Af | -26.2 | -16.1 | -8.6 | -3.2 | 0 | 1.2 | 1 | -1.1
A2 | 19.4974
B0 | 0.23029
B1 | -8.512 | [8 empty] | PARAMETERS FOR NR SOUND CALCULATIONS
B2 | 18.5597 | [9 empty] | octaaffrequentie f [Hz]
[11 empty] | 63 | 125 | 250 | 500 | 1000 | 2000 | 4000 | 8000
[10 empty] | Af | 35.5 | 22 | 12 | 4.8 | 0 | -3.5 | -6.1 | -8
[10 empty] | Bf | 0.79 | 0.87 | 0.93 | 0.974 | 1 | 1.015 | 1.025 | 1.03
RADIATED SOUND POWER - MODEL PARAMETERS
octaaffrequentie [Hz]
|  | 63 | 125 | 250 | 500 | 1000 | 2000 | 4000 | 8000
non-insulated | Af | 13.7854 | 9.4216 | 12.6906 | 10.4545 | 12.1908 | 11.2078 | 13.8221 | 12.4266
| Bf | 7.7752 | 3.6976 | 2.5972 | 3.2288 | 1.999 | 2.1941 | 1.2685 | 1.1532
| Cf | -21.5664 | -8.321 | -6.1794 | -9.801 | -1.8337 | -3.3127 | -4.3516 | -9.7586
insulated | Af | 14.5034 | 11.6272 | 13.0774 | 10.3845 | 13.0457 | 10.4876 | 19.1813 | 17.3549
| Bf | 8.1858 | 4.411 | 2.6379 | 3.2116 | 2.0694 | 2.104 | 1.432 | 1.3197
| Cf | -16.0733 | -2.5459 | 2.987 | -0.52711 | 2.6975 | 5.2686 | -13.7729 | -17.4339

## SilencerParams (hidden)
[9 empty] | TOTAL PRESSURE LOSS [Q = A* sqrt(dPtot)] | SOUND ATTENUATION [dB] | [7 empty] | SOUND GENERATION [Lw = A*log(Vduct)+B]
[18 empty] | A | [7 empty] | B
Type | Width [mm] | Height [mm] |  | Length [mm] | baffle thickness [mm] | gap size [mm] | No. Baffles [-] | weight [kg] | A | 63 Hz | 125 Hz | 250 Hz | 500 Hz | 1000 Hz | 2000 Hz | 4000 Hz | 8000 Hz | 63 Hz | 125 Hz | 250 Hz | 500 Hz | 1000 Hz | 2000 Hz | 4000 Hz | 8000 Hz | 63 Hz | 125 Hz | 250 Hz | 500 Hz | 1000 Hz | 2000 Hz | 4000 Hz | 8000 Hz
US SIL | 200 | 200 | 200200 | 1200 | 100 | 100 | 1 | 6.3 | 95.8124 | 2 | 3.6 | 12.5 | 22.4 | 32 | 30.1 | 22.1 | 17.6 | 57.0488 | 57.5815 | 57.3868 | 56.5073 | 55.1487 | 54.0522 | 53.0517 | 52.7249 | 2.1175 | -2.6555 | -7.0192 | -10.6782 | -13.7266 | -16.5336 | -19.1079 | -22.0289
US SIL | 300 | 200 | 300200 | 1200 | 100 | 50 | 2 | 9 | 91.7439 | 2.2 | 7.1 | 22.5 | 31.8 | 38.6 | 37.9 | 32.9 | 32.2 | 55.2516 | 58.1956 | 59.4525 | 58.1957 | 56.5083 | 56.5081 | 54.821 | 52.9183 | 17.9529 | 11.7508 | 6.6888 | 2.8508 | -0.0089906 | -4.2089 | -6.6689 | -8.8396
US SIL | 400 | 200 | 400200 | 1200 | 100 | 100 | 2 | 10 | 191.5198 | 2 | 3.6 | 12.5 | 22.4 | 32 | 30.1 | 22.1 | 17.6 | 49.5502 | 56.5042 | 56.5044 | 56.5207 | 54.6056 | 52.7039 | 51.6557 | 44.2708 | 11.1382 | 1.0978 | -3.4045 | -7.8175 | -10.2798 | -12.7508 | -15.3743 | -12.7535
US SIL | 500 | 200 | 500200 | 1200 | 100 | 100 | 3 | 12 | 191.5604 | 2 | 3.6 | 12.5 | 22.4 | 32 | 30.1 | 22.1 | 17.6 | 58.1953 | 58.4086 | 58.4018 | 58.4268 | 56.5085 | 54.8255 | 52.8505 | 54.611 | 11.0508 | 6.3632 | 1.8683 | -2.5499 | -5.009 | -7.8722 | -9.8907 | -14.1837
US SIL | 600 | 200 | 600200 | 1200 | 100 | 67 | 4 | 14 | 186.5926 | 2.1 | 5.8 | 19.1 | 28.1 | 36.6 | 35.7 | 29.1 | 27 | 56.9389 | 58.4109 | 58.4108 | 58.4108 | 57.7647 | 56.5082 | 54.8209 | 52.9183 | 18.6127 | 13.3617 | 8.8618 | 4.4618 | 0.42927 | -2.209 | -4.6689 | -6.8396
US SIL | 700 | 200 | 700200 | 1200 | 100 | 100 | 4 | 15 | 287.2574 | 2 | 3.6 | 12.5 | 22.4 | 32 | 30.1 | 22.1 | 17.6 | 58.1982 | 58.4076 | 58.4152 | 58.4354 | 56.5071 | 54.8227 | 53.5261 | 52.9161 | 11.0516 | 6.3662 | 1.8584 | -2.5527 | -5.009 | -7.8703 | -10.0799 | -12.8381
US SIL | 800 | 200 | 800200 | 1200 | 100 | 75 | 5 | 18 | 282.014 | 2 | 5.1 | 17 | 26.3 | 35 | 34.2 | 26.8 | 23.9 | 54.6058 | 56.2931 | 56.2932 | 54.6055 | 54.6056 | 52.9185 | 51.016 | 52.7031 | 18.1202 | 12.48 | 7.98 | 4.9203 | 0.72029 | -2.1397 | -4.2106 | -8.4506
US SIL | 900 | 200 | 900200 | 1200 | 100 | 100 | 5 | 19 | 383.1594 | 2 | 3.6 | 12.5 | 22.4 | 32 | 30.1 | 22.1 | 17.6 | 58.1982 | 58.4076 | 58.4152 | 58.4354 | 56.5071 | 54.8227 | 53.5261 | 52.9161 | 11.0516 | 6.3662 | 1.8584 | -2.5527 | -5.009 | -7.8703 | -10.0799 | -12.8381
US SIL | 1000 | 200 | 1000200 | 1200 | 100 | 80 | 6 | 21 | 377.3913 | 2 | 4.7 | 15.9 | 25.3 | 34.2 | 33.4 | 25.5 | 22.1 | 58.1957 | 58.4109 | 58.4109 | 58.4109 | 56.5084 | 54.821 | 54.6057 | 54.8208 | 15.0508 | 10.3617 | 5.8617 | 1.4617 | -1.0091 | -3.8689 | -7.2798 | -10.5688
US SIL | 1100 | 200 | 1100200 | 1200 | 100 | 100 | 6 | 22 | 478.5782 | 2 | 3.6 | 12.5 | 22.4 | 32 | 30.1 | 22.1 | 17.6 | 56.5084 | 56.7236 | 56.7241 | 56.7236 | 54.8209 | 53.1375 | 51.877 | 51.2311 | 12.3909 | 7.7019 | 3.2015 | -1.1982 | -3.6689 | -6.5316 | -8.7668 | -11.4995
US SIL | 1200 | 200 | 1200200 | 1200 | 100 | 83 | 7 | 24 | 472.7818 | 2 | 4.6 | 15.2 | 24.8 | 33.7 | 32.8 | 24.8 | 21.4 | 58.1958 | 58.411 | 58.411 | 57.765 | 56.0777 | 54.821 | 54.6057 | 53.5643 | 15.0508 | 10.3617 | 5.8617 | 1.629 | -1.2309 | -3.8689 | -7.2798 | -10.007
US SIL | 300 | 250 | 300250 | 1200 | 100 | 50 | 2 | 10 | 116.6204 | 2.2 | 7.1 | 22.5 | 31.8 | 38.6 | 37.9 | 32.9 | 32.2 | 56.9389 | 58.1956 | 58.1955 | 58.1956 | 58.4111 | 56.5082 | 54.821 | 54.6057 | 17.6127 | 12.7508 | 8.2509 | 3.8508 | -0.7384 | -3.209 | -5.6689 | -9.1798
US SIL | 400 | 250 | 400250 | 1200 | 100 | 100 | 2 | 11 | 246.1007 | 2 | 3.6 | 12.5 | 22.4 | 32 | 30.1 | 22.1 | 17.6 | 51.4465 | 56.2926 | 54.6051 | 54.6064 | 52.9171 | 52.9151 | 51.0151 | 45.9525 | 10.4112 | 1.4802 | -1.6794 | -6.0804 | -8.9397 | -12.1373 | -14.21 | -13.0891
US SIL | 500 | 250 | 500250 | 1200 | 100 | 100 | 3 | 14 | 246.1365 | 2 | 3.6 | 12.5 | 22.4 | 32 | 30.1 | 22.1 | 17.6 | 58.411 | 59.4524 | 57.7652 | 56.5084 | 54.8209 | 54.8212 | 54.6056 | 54.8209 | 11.6617 | 6.1889 | 3.0289 | -0.80911 | -3.6689 | -6.869 | -10.2798 | -13.5689
US SIL | 600 | 250 | 600250 | 1200 | 100 | 67 | 4 | 16 | 238.1877 | 2.1 | 5.8 | 19.1 | 28.1 | 36.6 | 35.7 | 29.1 | 27 | 56.5084 | 59.4525 | 57.7649 | 57.7652 | 56.5082 | 54.8211 | 52.9182 | 54.6057 | 19.3909 | 13.1888 | 10.0291 | 5.6289 | 1.9911 | -0.86898 | -2.9396 | -7.1798
US SIL | 700 | 250 | 700250 | 1200 | 100 | 100 | 4 | 17 | 369.2928 | 2 | 3.6 | 12.5 | 22.4 | 32 | 30.1 | 22.1 | 17.6 | 58.411 | 59.4524 | 57.7652 | 56.5084 | 54.821 | 54.8214 | 52.9183 | 54.6057 | 11.6617 | 6.1889 | 3.0289 | -0.80914 | -3.6689 | -6.8692 | -8.9396 | -13.1798
US SIL | 800 | 250 | 800250 | 1200 | 100 | 75 | 5 | 20 | 360.0001 | 2 | 5.1 | 17 | 26.3 | 35 | 34.2 | 26.8 | 23.9 | 56.2931 | 56.5083 | 56.5083 | 56.5083 | 54.8209 | 52.9185 | 52.9182 | 51.6616 | 17.78 | 13.091 | 8.591 | 4.191 | 1.3312 | -1.1398 | -4.9395 | -7.2776
US SIL | 900 | 250 | 900250 | 1200 | 100 | 100 | 5 | 21 | 492.3197 | 2 | 3.6 | 12.5 | 22.4 | 32 | 30.1 | 22.1 | 17.6 | 58.4238 | 59.4514 | 56.5515 | 56.5686 | 54.8257 | 54.7361 | 52.9261 | 54.5922 | 11.666 | 6.1997 | 3.5724 | -0.86362 | -3.6688 | -6.812 | -8.9466 | -13.1718
US SIL | 1000 | 250 | 1000250 | 1200 | 100 | 80 | 6 | 24 | 483.0726 | 2 | 4.7 | 15.9 | 25.3 | 34.2 | 33.4 | 25.5 | 22.1 | 58.411 | 59.4525 | 57.7652 | 57.7654 | 54.8211 | 56.5081 | 54.8209 | 53.5643 | 15.6617 | 10.1888 | 7.0289 | 2.6288 | 0.33106 | -4.2089 | -6.6689 | -9.007
US SIL | 1100 | 250 | 1100250 | 1200 | 100 | 100 | 6 | 25 | 615.193 | 2 | 3.6 | 12.5 | 22.4 | 32 | 30.1 | 22.1 | 17.6 | 56.7236 | 57.7651 | 54.8209 | 54.8209 | 53.1336 | 53.1336 | 51.231 | 52.9184 | 13.0018 | 7.529 | 4.9312 | 0.53114 | -2.3287 | -5.5287 | -7.5995 | -11.8397
US SIL | 1200 | 250 | 1200250 | 1200 | 100 | 83 | 7 | 27 | 606.4346 | 2 | 4.6 | 15.2 | 24.8 | 33.7 | 32.8 | 24.8 | 21.4 | 56.5113 | 58.1968 | 58.193 | 60.9215 | 56.5432 | 54.5463 | 54.7886 | 53.5763 | 16.3917 | 10.7523 | 6.2552 | -0.0090895 | -1.0091 | -3.4371 | -6.6447 | -9.0159
US SIL | 300 | 300 | 300300 | 1200 | 100 | 50 | 2 | 11 | 141.4052 | 2.2 | 7.1 | 22.5 | 31.8 | 38.6 | 37.9 | 32.9 | 32.2 | 56.2931 | 58.1957 | 58.411 | 58.4107 | 57.7647 | 56.0776 | 54.606 | 54.821 | 18.78 | 13.7507 | 8.8616 | 4.4618 | 0.42925 | -2.4308 | -5.28 | -8.5689
US SIL | 400 | 300 | 400300 | 1200 | 100 | 100 | 2 | 12 | 300.935 | 2 | 3.6 | 12.5 | 22.4 | 32 | 30.1 | 22.1 | 17.6 | 51.446 | 56.7247 | 56.7243 | 54.8254 | 53.13 | 51.8984 | 52.913 | 48.068 | 10.4117 | 1.7013 | -2.7986 | -5.4717 | -8.3289 | -10.9822 | -14.9357 | -14.2057
US SIL | 500 | 300 | 500300 | 1200 | 100 | 100 | 3 | 15 | 301.0138 | 2 | 3.6 | 12.5 | 22.4 | 32 | 30.1 | 22.1 | 17.6 | 58.1959 | 58.1954 | 58.1966 | 56.5081 | 56.5096 | 54.6067 | 54.817 | 53.564 | 12.0509 | 7.7511 | 3.2502 | 0.19121 | -4.009 | -6.4806 | -9.6659 | -12.0068
US SIL | 600 | 300 | 600300 | 1200 | 100 | 67 | 4 | 18 | 289.7944 | 2.1 | 5.8 | 19.1 | 28.1 | 36.6 | 35.7 | 29.1 | 27 | 56.5084 | 58.1949 | 58.1957 | 56.5084 | 56.5078 | 54.8125 | 54.6057 | 54.821 | 20.3909 | 14.7513 | 10.2508 | 7.1909 | 2.9913 | 0.13723 | -3.2798 | -6.5689
US SIL | 700 | 300 | 700300 | 1200 | 100 | 100 | 4 | 19 | 451.842 | 2 | 3.6 | 12.5 | 22.4 | 32 | 30.1 | 22.1 | 17.6 | 56.2931 | 56.293 | 56.2931 | 54.6057 | 52.9183 | 51.6616 | 52.9183 | 51.6616 | 12.78 | 8.4801 | 3.98 | 0.92024 | -1.9396 | -4.5777 | -8.9396 | -11.2777
US SIL | 800 | 300 | 800300 | 1200 | 100 | 75 | 5 | 22 | 439.1126 | 2 | 5.1 | 17 | 26.3 | 35 | 34.2 | 26.8 | 23.9 | 56.5082 | 56.7234 | 56.7234 | 56.0775 | 53.1383 | 54.821 | 53.134 | 51.8769 | 18.3909 | 13.7019 | 9.202 | 4.9693 | 2.6681 | -1.8689 | -4.3291 | -6.6668
US SIL | 900 | 300 | 900300 | 1200 | 100 | 100 | 5 | 23 | 601.6334 | 2 | 3.6 | 12.5 | 22.4 | 32 | 30.1 | 22.1 | 17.6 | 58.1957 | 58.1956 | 58.1955 | 56.5083 | 54.8209 | 53.5645 | 54.8212 | 53.5643 | 12.0507 | 7.7508 | 3.2509 | 0.19092 | -2.6689 | -5.3072 | -9.6691 | -12.007
US SIL | 1000 | 300 | 1000300 | 1200 | 100 | 80 | 6 | 26 | 589.1734 | 2 | 4.7 | 15.9 | 25.3 | 34.2 | 33.4 | 25.5 | 22.1 | 56.5084 | 58.1956 | 58.1956 | 56.5082 | 56.5085 | 54.6056 | 53.5641 | 52.9184 | 17.3909 | 11.7508 | 7.2508 | 4.191 | -0.0091683 | -2.4797 | -5.1069 | -7.8397
US SIL | 1100 | 300 | 1100300 | 1200 | 100 | 100 | 6 | 27 | 753.0611 | 2 | 3.6 | 12.5 | 22.4 | 32 | 30.1 | 22.1 | 17.6 | 58.1957 | 58.1956 | 58.1956 | 56.5082 | 54.8209 | 53.5641 | 54.6057 | 53.5642 | 12.0508 | 7.7508 | 3.2508 | 0.191 | -2.6689 | -5.3068 | -9.2798 | -12.0069
US SIL | 1200 | 300 | 1200300 | 1200 | 100 | 83 | 7 | 30 | 738.6576 | 2 | 4.6 | 15.2 | 24.8 | 33.7 | 32.8 | 24.8 | 21.4 | 56.2931 | 56.2931 | 56.2931 | 54.6056 | 54.6055 | 52.9184 | 51.6617 | 51.0158 | 16.78 | 12.48 | 7.98 | 4.9203 | 0.72028 | -2.1397 | -4.3778 | -7.1104
US SIL | 400 | 350 | 400350 | 1200 | 100 | 100 | 2 | 13 | 529.439 | 2 | 3.6 | 12.5 | 22.4 | 32 | 30.1 | 22.1 | 17.6 | 53.134 | 58.4104 | 58.4113 | 56.5085 | 56.5086 | 52.9194 | 54.8234 | 48.5012 | 10.071 | 1.362 | -3.1386 | -5.8096 | -10.0091 | -11.1404 | -15.6707 | -13.9857
US SIL | 500 | 350 | 500350 | 1200 | 100 | 100 | 3 | 17 | 356.5833 | 2 | 3.6 | 12.5 | 22.4 | 32 | 30.1 | 22.1 | 17.6 | 56.5084 | 56.7236 | 56.7235 | 54.8209 | 54.8208 | 52.9183 | 51.8768 | 51.8769 | 13.3909 | 8.7019 | 4.2019 | 1.5312 | -2.6688 | -5.1396 | -7.7667 | -10.6668
US SIL | 600 | 350 | 600350 | 1200 | 100 | 67 | 4 | 20 | 341.881 | 2.1 | 5.8 | 19.1 | 28.1 | 36.6 | 35.7 | 29.1 | 27 | 54.6058 | 56.293 | 56.2929 | 56.293 | 54.6059 | 52.9183 | 52.9184 | 51.6616 | 22.1201 | 16.48 | 11.9802 | 7.5801 | 4.72 | 1.8605 | -1.9396 | -4.2777
US SIL | 700 | 350 | 700350 | 1200 | 100 | 100 | 4 | 21 | 534.6884 | 2 | 3.6 | 12.5 | 22.4 | 32 | 30.1 | 22.1 | 17.6 | 56.5055 | 56.7213 | 56.7172 | 54.8201 | 54.8216 | 52.9228 | 53.1338 | 51.8785 | 13.3897 | 8.7008 | 4.2051 | 1.5307 | -2.6688 | -5.1423 | -8.3289 | -10.6673
US SIL | 800 | 350 | 800350 | 1200 | 100 | 75 | 5 | 25 | 518.5309 | 2 | 5.1 | 17 | 26.3 | 35 | 34.2 | 26.8 | 23.9 | 57.1542 | 59.4524 | 59.4524 | 56.5082 | 56.5085 | 54.6056 | 54.8209 | 52.9183 | 18.2237 | 12.1888 | 7.6888 | 5.191 | 0.99077 | -1.4797 | -4.6689 | -6.8396
US SIL | 900 | 350 | 900350 | 1200 | 100 | 100 | 5 | 26 | 713.0874 | 2 | 3.6 | 12.5 | 22.4 | 32 | 30.1 | 22.1 | 17.6 | 56.5055 | 56.7213 | 56.7172 | 54.8201 | 54.8216 | 52.9228 | 53.1338 | 51.8785 | 13.3897 | 8.7008 | 4.2051 | 1.5307 | -2.6688 | -5.1423 | -8.3289 | -10.6673
US SIL | 1000 | 350 | 1000350 | 1200 | 100 | 80 | 6 | 29 | 695.8295 | 2 | 4.7 | 15.9 | 25.3 | 34.2 | 33.4 | 25.5 | 22.1 | 56.5084 | 56.5084 | 56.5083 | 54.8209 | 54.8214 | 53.1335 | 51.8768 | 51.231 | 17.3909 | 13.0909 | 8.591 | 5.5311 | 1.3308 | -1.5287 | -3.7667 | -6.4995
US SIL | 1100 | 350 | 1100350 | 1200 | 100 | 100 | 6 | 30 | 890.6583 | 2 | 3.6 | 12.5 | 22.4 | 32 | 30.1 | 22.1 | 17.6 | 58.1929 | 58.4089 | 58.4047 | 56.507 | 56.5062 | 54.6109 | 54.8217 | 53.5657 | 13.0495 | 8.3605 | 3.8649 | 1.1909 | -3.009 | -5.4831 | -8.6696 | -11.0074
US SIL | 1200 | 350 | 1200350 | 1200 | 100 | 83 | 7 | 33 | 872.9539 | 2 | 4.6 | 15.2 | 24.8 | 33.7 | 32.8 | 24.8 | 21.4 | 56.5085 | 56.7237 | 56.7237 | 56.7232 | 54.8212 | 53.1337 | 51.2308 | 51.231 | 17.3909 | 12.7019 | 8.2018 | 3.8021 | 1.3309 | -1.5288 | -3.5993 | -6.4995
US SIL | 400 | 400 | 400400 | 1200 | 100 | 100 | 2 | 14 | 412.4247 | 2 | 3.6 | 12.5 | 22.4 | 32 | 30.1 | 22.1 | 17.6 | 53.1337 | 55.8621 | 55.8635 | 54.1756 | 54.6061 | 52.7099 | 52.918 | 48.2868 | 10.0711 | 3.2584 | -1.2426 | -4.3021 | -8.2798 | -10.7557 | -13.9399 | -13.5973
US SIL | 500 | 400 | 500400 | 1200 | 100 | 100 | 3 | 18 | 412.3114 | 2 | 3.6 | 12.5 | 22.4 | 32 | 30.1 | 22.1 | 17.6 | 58.1915 | 58.4085 | 58.4036 | 58.4055 | 56.5088 | 54.8279 | 53.5609 | 52.9184 | 13.0493 | 8.3601 | 3.8666 | -0.53802 | -3.009 | -5.8745 | -8.1039 | -10.8406
US SIL | 600 | 400 | 600400 | 1200 | 100 | 67 | 4 | 22 | 393.92 | 2.1 | 5.8 | 19.1 | 28.1 | 36.6 | 35.7 | 29.1 | 27 | 56.5072 | 56.5074 | 56.5059 | 56.7231 | 54.7744 | 54.8221 | 53.1329 | 51.8779 | 21.3906 | 17.0911 | 12.5921 | 7.8023 | 5.3648 | 1.1304 | -1.3282 | -3.6675
US SIL | 700 | 400 | 700400 | 1200 | 100 | 100 | 4 | 23 | 618.0084 | 2 | 3.6 | 12.5 | 22.4 | 32 | 30.1 | 22.1 | 17.6 | 58.191 | 58.4082 | 58.4042 | 58.4109 | 56.5071 | 54.6338 | 53.5629 | 52.9182 | 13.0492 | 8.36 | 3.8659 | -0.54168 | -3.009 | -5.5012 | -8.1048 | -10.8406
US SIL | 800 | 400 | 800400 | 1200 | 100 | 75 | 5 | 27 | 597.4274 | 2 | 5.1 | 17 | 26.3 | 35 | 34.2 | 26.8 | 23.9 | 54.6055 | 56.2924 | 56.2927 | 54.6054 | 54.6045 | 52.7023 | 51.6614 | 51.0159 | 20.1201 | 14.4803 | 9.9801 | 6.9204 | 2.721 | 0.24997 | -2.3776 | -5.1105
US SIL | 900 | 400 | 900400 | 1200 | 100 | 100 | 5 | 28 | 824.4507 | 2 | 3.6 | 12.5 | 22.4 | 32 | 30.1 | 22.1 | 17.6 | 58.1918 | 58.4081 | 57.7593 | 57.7644 | 56.5078 | 54.6326 | 53.5641 | 53.5638 | 13.0492 | 8.3603 | 4.032 | -0.37313 | -3.009 | -5.5003 | -8.1053 | -11.0076
US SIL | 1000 | 400 | 1000400 | 1200 | 100 | 80 | 6 | 32 | 802.7025 | 2 | 4.7 | 15.9 | 25.3 | 34.2 | 33.4 | 25.5 | 22.1 | 58.1958 | 58.411 | 58.411 | 58.4109 | 56.5056 | 54.821 | 52.9186 | 54.6057 | 17.0508 | 12.3617 | 7.8617 | 3.4617 | 0.99287 | -1.8689 | -3.9398 | -8.1798
US SIL | 1100 | 400 | 1100400 | 1200 | 100 | 100 | 6 | 33 | 1031.0592 | 2 | 3.6 | 12.5 | 22.4 | 32 | 30.1 | 22.1 | 17.6 | 56.5081 | 56.7234 | 56.0773 | 56.0775 | 54.8208 | 52.9177 | 51.8769 | 51.8767 | 14.3908 | 9.7018 | 5.3694 | 0.96914 | -1.6689 | -4.1392 | -6.7667 | -9.6668
US SIL | 1200 | 400 | 1200400 | 1200 | 100 | 83 | 7 | 36 | 1007.9168 | 2 | 4.6 | 15.2 | 24.8 | 33.7 | 32.8 | 24.8 | 21.4 | 58.1957 | 58.4109 | 58.4109 | 57.765 | 56.5073 | 54.8208 | 52.9184 | 54.6057 | 17.0508 | 12.3617 | 7.8617 | 3.629 | 0.99164 | -1.8687 | -3.9397 | -8.1798
US SIL | 500 | 450 | 500450 | 1200 | 100 | 100 | 3 | 20 | 467.6538 | 2 | 3.6 | 12.5 | 22.4 | 32 | 30.1 | 22.1 | 17.6 | 56.2931 | 55.8625 | 55.8624 | 55.8624 | 54.6057 | 52.9186 | 51.0157 | 51.0158 | 14.78 | 10.2582 | 5.7582 | 1.3583 | -1.2798 | -4.1398 | -6.2104 | -9.1104
US SIL | 600 | 450 | 600450 | 1200 | 100 | 67 | 4 | 24 | 445.9863 | 2.1 | 5.8 | 19.1 | 28.1 | 36.6 | 35.7 | 29.1 | 27 | 56.939 | 56.9389 | 57.1542 | 57.1541 | 55.4667 | 55.2514 | 53.5641 | 52.3074 | 21.6127 | 17.3127 | 12.4237 | 8.0237 | 5.1639 | 1.353 | -1.1068 | -3.4449
US SIL | 700 | 450 | 700450 | 1200 | 100 | 100 | 4 | 25 | 701.9055 | 2 | 3.6 | 12.5 | 22.4 | 32 | 30.1 | 22.1 | 17.6 | 56.7236 | 57.7651 | 56.0777 | 56.0776 | 54.8209 | 53.1338 | 51.8768 | 51.231 | 14.0018 | 8.529 | 5.3692 | 0.96919 | -1.6689 | -4.5288 | -6.7667 | -9.4995
US SIL | 800 | 450 | 800450 | 1200 | 100 | 75 | 5 | 29 | 677.4013 | 2 | 5.1 | 17 | 26.3 | 35 | 34.2 | 26.8 | 23.9 | 56.5084 | 58.1956 | 58.1956 | 56.5083 | 56.5093 | 54.8209 | 53.5641 | 52.9183 | 19.3909 | 13.7508 | 9.2508 | 6.191 | 1.9902 | -0.86883 | -3.1068 | -5.8396
US SIL | 900 | 450 | 900450 | 1200 | 100 | 100 | 5 | 30 | 936.9265 | 2 | 3.6 | 12.5 | 22.4 | 32 | 30.1 | 22.1 | 17.6 | 56.5084 | 57.5498 | 55.8625 | 55.8624 | 54.6057 | 52.9187 | 51.6615 | 51.0158 | 14.3909 | 8.9181 | 5.7582 | 1.3583 | -1.2798 | -4.1399 | -6.3776 | -9.1104
US SIL | 1000 | 450 | 1000450 | 1200 | 100 | 80 | 6 | 34 | 909.6517 | 2 | 4.7 | 15.9 | 25.3 | 34.2 | 33.4 | 25.5 | 22.1 | 56.2931 | 56.5085 | 56.5109 | 56.5074 | 54.6088 | 52.9428 | 51.0078 | 52.7031 | 18.78 | 14.0908 | 9.5891 | 5.1916 | 2.7179 | -0.15734 | -2.2047 | -6.4506
US SIL | 1100 | 450 | 1100450 | 1200 | 100 | 100 | 6 | 35 | 1167.8306 | 2 | 3.6 | 12.5 | 22.4 | 32 | 30.1 | 22.1 | 17.6 | 58.411 | 59.4525 | 57.7652 | 56.5082 | 56.5082 | 54.8212 | 53.5641 | 52.9184 | 13.6617 | 8.1888 | 5.0289 | 1.191 | -2.009 | -4.8691 | -7.1069 | -9.8397
US SIL | 1200 | 450 | 1200450 | 1200 | 100 | 83 | 7 | 39 | 1143.563 | 2 | 4.6 | 15.2 | 24.8 | 33.7 | 32.8 | 24.8 | 21.4 | 56.7237 | 57.7651 | 56.0778 | 56.0777 | 53.1335 | 53.1335 | 51.231 | 52.9184 | 18.0018 | 12.529 | 9.3691 | 4.9691 | 2.6713 | -0.52866 | -2.5995 | -6.8397
US SIL | 500 | 500 | 500500 | 1200 | 100 | 100 | 3 | 21 | 523.9501 | 2 | 3.6 | 12.5 | 22.4 | 32 | 30.1 | 22.1 | 17.6 | 58.411 | 59.4524 | 57.7651 | 56.5082 | 54.6057 | 54.8214 | 52.9183 | 54.6057 | 13.6617 | 8.1888 | 5.0289 | 1.191 | -1.2798 | -4.8692 | -6.9396 | -11.1798
US SIL | 600 | 500 | 600500 | 1200 | 100 | 67 | 4 | 26 | 498.1369 | 2.1 | 5.8 | 19.1 | 28.1 | 36.6 | 35.7 | 29.1 | 27 | 58.1957 | 58.4109 | 58.4109 | 58.4109 | 56.0773 | 56.5082 | 54.821 | 53.5641 | 21.0508 | 16.3617 | 11.8617 | 7.4617 | 4.7695 | 0.79102 | -1.6689 | -4.0069
US SIL | 700 | 500 | 700500 | 1200 | 100 | 100 | 4 | 27 | 784.6865 | 2 | 3.6 | 12.5 | 22.4 | 32 | 30.1 | 22.1 | 17.6 | 58.411 | 59.4524 | 56.5084 | 56.5082 | 54.6057 | 54.8209 | 52.9183 | 54.6057 | 13.6617 | 8.1888 | 5.5909 | 1.191 | -1.2798 | -4.8689 | -6.9396 | -11.1798
US SIL | 800 | 500 | 800500 | 1200 | 100 | 75 | 5 | 31 | 757.8775 | 2 | 5.1 | 17 | 26.3 | 35 | 34.2 | 26.8 | 23.9 | 56.2931 | 56.2929 | 56.2932 | 54.6057 | 54.6055 | 52.9184 | 51.016 | 51.0158 | 19.78 | 15.4801 | 10.98 | 7.9202 | 3.7204 | 0.8603 | -1.2106 | -4.1104
US SIL | 900 | 500 | 900500 | 1200 | 100 | 100 | 5 | 32 | 1047.9294 | 2 | 3.6 | 12.5 | 22.4 | 32 | 30.1 | 22.1 | 17.6 | 58.411 | 59.4524 | 56.5084 | 56.5082 | 54.6057 | 54.8209 | 53.5642 | 54.6058 | 13.6617 | 8.1888 | 5.5909 | 1.191 | -1.2798 | -4.8689 | -7.1069 | -11.1798
US SIL | 1000 | 500 | 1000500 | 1200 | 100 | 80 | 6 | 37 | 1017.6658 | 2 | 4.7 | 15.9 | 25.3 | 34.2 | 33.4 | 25.5 | 22.1 | 58.1946 | 58.4099 | 58.411 | 57.7656 | 55.8621 | 54.8202 | 52.9184 | 54.6052 | 18.0506 | 13.362 | 8.8611 | 4.6287 | 2.1585 | -0.86851 | -2.9396 | -7.1798
US SIL | 1100 | 500 | 1100500 | 1200 | 100 | 100 | 6 | 38 | 1310.7758 | 2 | 3.6 | 12.5 | 22.4 | 32 | 30.1 | 22.1 | 17.6 | 56.7236 | 57.7651 | 54.8209 | 54.8209 | 52.9185 | 53.1336 | 51.8768 | 52.9184 | 15.0018 | 9.529 | 6.9311 | 2.5312 | 0.060224 | -3.5287 | -5.7667 | -9.8397
US SIL | 1200 | 500 | 1200500 | 1200 | 100 | 83 | 7 | 42 | 1277.197 | 2 | 4.6 | 15.2 | 24.8 | 33.7 | 32.8 | 24.8 | 21.4 | 58.4111 | 59.4525 | 57.7649 | 56.5083 | 54.8209 | 54.8208 | 54.6058 | 54.8209 | 17.6617 | 12.1888 | 9.0291 | 5.191 | 2.3311 | -0.86876 | -4.2799 | -7.5688
US SIL | 600 | 550 | 600550 | 1200 | 100 | 67 | 4 | 28 | 549.6461 | 2.1 | 5.8 | 19.1 | 28.1 | 36.6 | 35.7 | 29.1 | 27 | 56.2829 | 56.5055 | 56.5083 | 56.5083 | 55.8619 | 54.4437 | 52.8649 | 51.1006 | 22.7874 | 18.093 | 13.591 | 9.191 | 5.1586 | 2.6375 | 0.099082 | -2.1719
US SIL | 700 | 550 | 700550 | 1200 | 100 | 100 | 4 | 29 | 869.1272 | 2 | 3.6 | 12.5 | 22.4 | 32 | 30.1 | 22.1 | 17.6 | 56.7236 | 56.5083 | 54.8209 | 54.8209 | 53.1337 | 53.1336 | 51.231 | 52.9184 | 15.0018 | 10.091 | 6.9311 | 2.5312 | -0.32879 | -3.5287 | -5.5995 | -9.8397
US SIL | 800 | 550 | 800550 | 1200 | 100 | 75 | 5 | 34 | 837.3584 | 2 | 5.1 | 17 | 26.3 | 35 | 34.2 | 26.8 | 23.9 | 58.1957 | 58.1964 | 58.1956 | 58.1956 | 56.5117 | 54.8317 | 52.9177 | 54.6057 | 19.0508 | 14.7502 | 10.2508 | 5.8508 | 2.9885 | 0.12334 | -1.9391 | -6.1798
US SIL | 900 | 550 | 900550 | 1200 | 100 | 100 | 5 | 35 | 1159.9416 | 2 | 3.6 | 12.5 | 22.4 | 32 | 30.1 | 22.1 | 17.6 | 56.7236 | 56.5083 | 54.8209 | 54.8209 | 53.1337 | 53.1336 | 51.231 | 52.9184 | 15.0018 | 10.091 | 6.9311 | 2.5312 | -0.32879 | -3.5287 | -5.5995 | -9.8397
US SIL | 1000 | 550 | 1000550 | 1200 | 100 | 80 | 6 | 40 | 1125.924 | 2 | 4.7 | 15.9 | 25.3 | 34.2 | 33.4 | 25.5 | 22.1 | 56.5084 | 56.7198 | 56.0684 | 56.0778 | 53.0245 | 53.0265 | 51.1995 | 52.9183 | 19.3909 | 14.7046 | 10.3759 | 5.9691 | 3.7503 | 0.54896 | -1.5766 | -5.8396
US SIL | 1100 | 550 | 1100550 | 1200 | 100 | 100 | 6 | 41 | 1448.378 | 2 | 3.6 | 12.5 | 22.4 | 32 | 30.1 | 22.1 | 17.6 | 58.411 | 58.1957 | 56.5083 | 56.5082 | 54.821 | 54.8209 | 52.9183 | 54.6058 | 14.6617 | 9.7508 | 6.591 | 2.1911 | -0.66892 | -3.8688 | -5.9396 | -10.1799
US SIL | 1200 | 550 | 1200550 | 1200 | 100 | 83 | 7 | 45 | 1412.7879 | 2 | 4.6 | 15.2 | 24.8 | 33.7 | 32.8 | 24.8 | 21.4 | 56.7227 | 57.7633 | 54.8231 | 54.8206 | 53.1329 | 53.1187 | 52.9461 | 53.1341 | 19.0017 | 13.5298 | 10.9292 | 6.5311 | 3.6712 | 0.48209 | -2.9597 | -6.2291
US SIL | 600 | 600 | 600600 | 1200 | 100 | 67 | 4 | 30 | 602.3979 | 2.1 | 5.8 | 19.1 | 28.1 | 36.6 | 35.7 | 29.1 | 27 | 58.1872 | 58.4077 | 58.4482 | 57.7509 | 56.5084 | 56.4806 | 53.5907 | 52.8247 | 22.0559 | 17.363 | 12.8338 | 8.6386 | 4.9911 | 1.8115 | 0.22277 | -2.7719
US SIL | 700 | 600 | 700600 | 1200 | 100 | 100 | 4 | 31 | 954.12 | 2 | 3.6 | 12.5 | 22.4 | 32 | 30.1 | 22.1 | 17.6 | 57.5499 | 56.2931 | 56.2931 | 54.6057 | 52.9185 | 52.9185 | 51.0157 | 52.7031 | 14.218 | 10.48 | 5.98 | 2.9202 | 0.060241 | -3.1397 | -5.2104 | -9.4506
US SIL | 800 | 600 | 800600 | 1200 | 100 | 75 | 5 | 36 | 917.2002 | 2 | 5.1 | 17 | 26.3 | 35 | 34.2 | 26.8 | 23.9 | 56.4696 | 56.5066 | 56.6985 | 56.716 | 54.8316 | 53.1279 | 49.9702 | 52.9275 | 20.4181 | 16.0923 | 11.2148 | 6.7926 | 4.3312 | 1.4675 | 0.32736 | -4.8396
US SIL | 900 | 600 | 900600 | 1200 | 100 | 100 | 5 | 37 | 1270.9169 | 2 | 3.6 | 12.5 | 22.4 | 32 | 30.1 | 22.1 | 17.6 | 59.4525 | 58.1957 | 58.1956 | 56.5082 | 54.821 | 54.8209 | 52.9183 | 54.6057 | 13.4888 | 9.7508 | 5.2508 | 2.191 | -0.66893 | -3.8688 | -5.9396 | -10.1798
US SIL | 1000 | 600 | 1000600 | 1200 | 100 | 80 | 6 | 42 | 1233.3617 | 2 | 4.7 | 15.9 | 25.3 | 34.2 | 33.4 | 25.5 | 22.1 | 58.4106 | 59.452 | 57.7654 | 57.7646 | 54.8198 | 54.8214 | 54.6067 | 54.8212 | 18.6616 | 13.1889 | 10.0286 | 5.6293 | 3.3319 | 0.1308 | -3.2805 | -6.5691
US SIL | 1100 | 600 | 1100600 | 1200 | 100 | 100 | 6 | 43 | 1590.2516 | 2 | 3.6 | 12.5 | 22.4 | 32 | 30.1 | 22.1 | 17.6 | 59.4525 | 58.1957 | 58.1956 | 56.5082 | 54.821 | 54.8209 | 52.9183 | 54.6057 | 13.4888 | 9.7508 | 5.2508 | 2.191 | -0.66893 | -3.8688 | -5.9396 | -10.1798
US SIL | 1200 | 600 | 1200600 | 1200 | 100 | 83 | 7 | 48 | 1549.1726 | 2 | 4.6 | 15.2 | 24.8 | 33.7 | 32.8 | 24.8 | 21.4 | 55.8625 | 56.2934 | 56.2933 | 54.6056 | 52.9202 | 52.9184 | 52.7126 | 52.9183 | 19.5582 | 14.4797 | 9.9798 | 6.9202 | 4.059 | 0.86029 | -2.5575 | -5.8396

## ModelParams Lp (hidden)
SOUND ATTENUATION OF UNLINED, RECTANGULAR DUCT | [12 empty] | PARAMETERS FOR A-WEIGHTED SOUND CALCULATIONS
| octaaffrequentie f [Hz] | [12 empty] | octaaffrequentie f [Hz]
| 63 | 125 | 250 | 500 | 1000 | 2000 | 4000 | 8000 | [5 empty] | 63 | 125 | 250 | 500 | 1000 | 2000 | 4000 | 8000
A | 0.332 | 0.251 | 0.11 | 0.06 | 0.118 | 0.118 | 0.118 | 0.118 |  |  |  |  | Af | -26.2 | -16.1 | -8.6 | -3.2 | 0 | 1.2 | 1 | -1.1
B | 0.115 | 0.09 | 0.04 | 0.021 | -0.561 | -0.561 | -0.561 | -0.561
C | 0.111 | 0.225 | 0.428 | 0.503 | 0.685 | 0.685 | 0.685 | 0.685
PARAMETERS FOR NR SOUND CALCULATIONS
octaaffrequentie f [Hz]
SOUND ATTENUATION OF 90° UNLINED DUCT BEND - reference attenuation @ fG of 125 Hz | [13 empty] | 63 | 125 | 250 | 500 | 1000 | 2000 | 4000 | 8000
| octaaffrequentie f [Hz] | [11 empty] | Af | 35.5 | 22 | 12 | 4.8 | 0 | -3.5 | -6.1 | -8
[dB] | 31 | 63 | 125 | 250 | 500 | 1000 | 2000 | 4000 | 8000 |  |  |  |  | Bf | 0.79 | 0.87 | 0.93 | 0.974 | 1 | 1.015 | 1.025 | 1.03
attenuation | 0 | 1 | 2 | 3 | 3 | 3 | 3 | 3 | 3
bovengrens octaafband [Hz]
| 63 | 125 | 250 | 500 | 1000 | 2000 | 4000 | 8000
fo | 89 | 177 | 354 | 707 | 1414 | 2828 | 5657 | 11314
ENVIRONMENTAL ADJUSTMENT FACTOR
octaaffrequentie f [Hz]
[dB] | 63 | 125 | 250 | 500 | 1000 | 2000 | 4000 | 8000
Env.Adj.Factor | 4 | 2 | 1 | 0 | 0 | 0 | 0 | 0
CEILING ATTENUATION
Type tile | Ref. | Type tile |  | Density | thickness | weight | Octaafband midfrequentie [Hz]
|  | pulldown |  | [kg/m³] | [mm] | [kg/m²] | 63 | 125 | 250 | 500 | 1000 | 2000 | 4000 | 8000
Mineral fiber | Rockfon Blanka | mineral fiber | medium |  | 20 | 2.3 | 0 | 0 | 7 | 14.7 | 18 | 19 | 19 | 19
Solid gypsum board | BBRI | gypsum board | very high |  | 12.5 |  | 11.4 | 14.8 | 19.3 | 24.2 | 28.6 | 31 | 27.8 | 49.8
Perforated steel 22% (+ acoustic fleece) | Armstrong Building Products | perforated steel | low |  | 0.5 |  | 0 | 0 | 0 | 6 | 10 | 10 | 10 | 10
Plain steel | Armstrong Building Products | plain steel | high |  | 0.5 |  | 0 | 3 | 11 | 19 | 23 | 23 | 23 | 23
|  | no false ceiling | none |  |  |  | 0 | 0 | 0 | 0 | 0 | 0 | 0 | 0
ROOM ATTENUATION - average reverberation times
room type | average reverberation time T [s] |  |  | room attenuation | average reverberation time T [s]
office | 0.5 | soft |  | soft | 0.5
sports hall, swimming pool | 2 | hard |  | normal | 1
concert hall, opera house | 1.5 | hard |  | hard | 1.5
lecture room, theatre, cinema | 1 | normal
kitchen | 1.5 | hard
ward, rest room, wash room | 1 | normal
operating theatre, laboratory | 2 | hard
clean room | 1.5 | hard
hotel room | 0.5 | soft
bathroom | 2 | hard
workshop | 1.5 | hard
museum | 1.5 | hard

## PullDownMenu (hidden)
Unit Flowrate | Unit sound | ceiling attenuation | H [mm] | W [mm] | room attenuation | insulation casing | sound attenuator
m³/h | dB(A) | low | 150 | 150 | soft | SW | SA
L/s | NR | medium | 200 | 200 | normal | DW | none
m³/s |  | high | 250 | 250 | hard
|  | very high | 300 | 300
|  | none | 350 | 350
|  |  | 400 | 400
|  |  | 450 | 450
|  |  | 500 | 500
|  |  | 550 | 550
|  |  | 600 | 600
|  |  | 650 | 650
|  |  | 700 | 700
|  |  | 750 | 750
|  |  | 800 | 800
|  |  | 850 | 850
|  |  | 900 | 900
|  |  | 950 | 950
|  |  | 1000 | 1000
|  |  | 1050 | 1050
|  |  | 1100 | 1100
|  |  | 1150 | 1150
|  |  | 1200 | 1200